## TITLE PAGE
Water Resources Planning Tables 2019
v15 - June 2018
All queries on the content of this workbook should be sent to:
water-company-plan@environment-agency.gov.uk
Water resource zone information
Company: |  | Dŵr Cymru Welsh Water
Resource Zone Name: |  | Brecon portis |  |  |  |  | Data validation: Cell D20
Resource Zone Number: |  | 8108 |  |  |  |  | Dry Year Annual Average
Planning Scenario Name: |  | Dry Year Annual Average | DYAA | Normal Year Annual Average |  |  | Dry Year Critical Period
Chosen Level of Service: |  | 1 in 20 |  |  |  |  | Dry Year Annual Average - benchmarking data
Base Year: |  | 2015-16 |  |  |  |  | Dry Year Critical Period - benchmarking data
Responsible Officer: |  | Ian Brown | Signed: |  | Dated: | 2019-03-21
Version: |  | DY_BreconPortis_FinalPlan_Version6 |  | [Digital signature is acceptable]
Key to cells
Clear cells - indicate an input is required
Yellow shaded cells - indicates a formula.
Blue shaded cells - indicate base year data.
Light grey shaded cells - indicate preceding years.
Dark grey cells - indicate that no data entry is required.
Worksheet |  | Content
WRZ summary |  | Supply-Demand Balance and components
1. BL Licences |  | Baseline water resources
2. BL Supply |  | Baseline water supplies
3. BL Demand |  | Baseline demand
4. BL SDB |  | Baseline supply demand balance
5. Feasible options |  | Fixed and Variable costs, Net Present Value, AIC and AISC of all feasible options (confidential)
6. Preferred options |  | High level costs of preferred options (Dry Year) - publicly available
7. FP Supply |  | Final Planning water supplies (impact of Scenario options)
8. FP Demand |  | Final Planning demand (impact of Scenario options)
9. FP SDB |  | Final Planning supply demand balance
10. Drought plan links |  | Drought plan links

## WRZ summary
Summary graphs of water resources planning tables data
Dŵr Cymru Welsh Water
Brecon portis
DERIVATION | DESCRIPTION | UNITS |  | For info 2017-18 | For info 2018-19 | For info 2019-20 | 2020-21 | 2021-22 | 2022-23 | 2023-24 | 2024-25 | 2025-26 | 2026-27 | 2027-28 | 2028-29 | 2029-30 | 2030-31 | 2031-32 | 2032-33 | 2033-34 | 2034-35 | 2035-36 | 2036-37 | 2037-38 | 2038-39 | 2039-40 | 2040-41 | 2041-42 | 2042-43 | 2043-44 | 2044-45 | 2045-46 | 2046-47 | 2047-48 | 2048-49 | 2049-50
SUPPLY
13BL | Total water available for use | Ml/d | 4.3764 | 4.2377 | 4.2377 | 4.2377 | 4.2377 | 4.2377 | 4.2377 | 4.2377 | 4.2377 | 4.2377 | 4.2377 | 4.2377 | 4.2377 | 4.2377 | 4.2377 | 4.2377 | 4.2377 | 4.2377 | 4.2377 | 4.2377 | 4.2377 | 4.2377 | 4.2377 | 4.2377 | 4.2377 | 4.2377 | 4.2377 | 4.2377 | 4.2377 | 4.2377 | 4.2377 | 4.2377 | 4.2377 | 4.2377
13FP | Total water available for use | Ml/d | 4.3764 | 4.2377 | 4.2377 | 4.2377 | 4.2377 | 4.2377 | 4.2377 | 4.2377 | 4.2377 | 4.2377 | 4.2377 | 4.2377 | 4.2377 | 4.2377 | 4.2377 | 4.2377 | 4.2377 | 4.2377 | 4.2377 | 4.2377 | 4.2377 | 4.2377 | 4.2377 | 4.2377 | 4.2377 | 4.2377 | 4.2377 | 4.2377 | 4.2377 | 4.2377 | 4.2377 | 4.2377 | 4.2377 | 4.2377
DEMAND
26BL | Unmeasured household consumption | Ml/d | 1.0758 | 1.0499 | 1.0311 | 1.011 | 0.98436 | 0.95224 | 0.92712 | 0.89607 | 0.87212 | 0.8548 | 0.83189 | 0.81467 | 0.79201 | 0.76977 | 0.74277 | 0.71632 | 0.69052 | 0.6654 | 0.64093 | 0.61718 | 0.59409 | 0.57163 | 0.54979 | 0.52858 | 0.50796 | 0.48794 | 0.46852 | 0.44969 | 0.43143 | 0.41372 | 0.39658 | 0.38 | 0.36395 | 0.34844
26FP | Unmeasured household consumption | Ml/d | 1.0758 | 1.0499 | 1.0311 | 1.011 | 0.98436 | 0.95224 | 0.92712 | 0.89607 | 0.87212 | 0.8548 | 0.83189 | 0.81467 | 0.79201 | 0.76977 | 0.74277 | 0.71632 | 0.69052 | 0.6654 | 0.64093 | 0.61718 | 0.59409 | 0.57163 | 0.54979 | 0.52858 | 0.50796 | 0.48794 | 0.46852 | 0.44969 | 0.43143 | 0.41372 | 0.39658 | 0.38 | 0.36395 | 0.34844
25BL | Measured household consumption | Ml/d | 0.40569 | 0.47373 | 0.50327 | 0.53516 | 0.55801 | 0.57341 | 0.59237 | 0.60523 | 0.61993 | 0.63867 | 0.65248 | 0.67159 | 0.68534 | 0.69852 | 0.70539 | 0.71148 | 0.71678 | 0.7213 | 0.72507 | 0.72819 | 0.73065 | 0.73251 | 0.73379 | 0.73452 | 0.73476 | 0.73448 | 0.73367 | 0.73235 | 0.73054 | 0.72813 | 0.72507 | 0.72134 | 0.71694 | 0.71184
25FP | Measured household consumption | Ml/d | 0.40569 | 0.47373 | 0.50327 | 0.53516 | 0.55801 | 0.57341 | 0.59237 | 0.60523 | 0.61993 | 0.63867 | 0.65248 | 0.67159 | 0.68534 | 0.69852 | 0.70539 | 0.71148 | 0.71678 | 0.7213 | 0.72507 | 0.72819 | 0.73065 | 0.73251 | 0.73379 | 0.73452 | 0.73476 | 0.73448 | 0.73367 | 0.73235 | 0.73054 | 0.72813 | 0.72507 | 0.72134 | 0.71694 | 0.71184
23BL+24BL | Non-household consumption | Ml/d | 0.96614 | 0.97053 | 0.96486 | 0.96196 | 0.96113 | 0.96084 | 0.95564 | 0.95344 | 0.95127 | 0.9491 | 0.947 | 0.94491 | 0.94289 | 0.94091 | 0.93896 | 0.93705 | 0.93516 | 0.9333 | 0.93147 | 0.92972 | 0.92799 | 0.92629 | 0.92461 | 0.92294 | 0.9213 | 0.91967 | 0.91806 | 0.91647 | 0.9149 | 0.91333 | 0.91178 | 0.91025 | 0.90873 | 0.90722
23FP+24FP | Non-household consumption | Ml/d | 0.96614 | 0.97053 | 0.96486 | 0.96196 | 0.96113 | 0.96084 | 0.95564 | 0.95344 | 0.95127 | 0.9491 | 0.947 | 0.94491 | 0.94289 | 0.94091 | 0.93896 | 0.93705 | 0.93516 | 0.9333 | 0.93147 | 0.92972 | 0.92799 | 0.92629 | 0.92461 | 0.92294 | 0.9213 | 0.91967 | 0.91806 | 0.91647 | 0.9149 | 0.91333 | 0.91178 | 0.91025 | 0.90873 | 0.90722
40BL | Total leakage | Ml/d | 1.0265 | 1.0647 | 1.0647 | 1.0573 | 1.0189 | 0.98043 | 0.94199 | 0.90354 | 0.86509 | 0.84089 | 0.81669 | 0.7925 | 0.77435 | 0.7562 | 0.732 | 0.7078 | 0.6836 | 0.65941 | 0.63521 | 0.62311 | 0.61101 | 0.59891 | 0.58681 | 0.57471 | 0.56261 | 0.55051 | 0.53841 | 0.52631 | 0.51422 | 0.50212 | 0.49002 | 0.47792 | 0.46582 | 0.45372
40FP | Total leakage | Ml/d | 1.0265 | 1.0647 | 1.0647 | 1.0573 | 1.0189 | 0.98043 | 0.94199 | 0.90354 | 0.86509 | 0.84089 | 0.81669 | 0.7925 | 0.77435 | 0.7562 | 0.732 | 0.7078 | 0.6836 | 0.65941 | 0.63521 | 0.62311 | 0.61101 | 0.59891 | 0.58681 | 0.57471 | 0.56261 | 0.55051 | 0.53841 | 0.52631 | 0.51422 | 0.50212 | 0.49002 | 0.47792 | 0.46582 | 0.45372
11BL-(23BL:26BL)-40BL | Other components of demand | Ml/d | 0.1621 | 0.16375 | 0.16519 | 0.16717 | 0.16856 | 0.16951 | 0.17048 | 0.17137 | 0.17194 | 0.17247 | 0.17302 | 0.17363 | 0.17426 | 0.1749 | 0.17556 | 0.17625 | 0.17695 | 0.17766 | 0.17839 | 0.17915 | 0.17993 | 0.18074 | 0.18161 | 0.18252 | 0.18348 | 0.1845 | 0.18556 | 0.18668 | 0.18786 | 0.18908 | 0.19031 | 0.19154 | 0.19278 | 0.19401
11FP-(23FP:26FP)-40FP | Other components of demand | Ml/d | 0.1621 | 0.16375 | 0.16519 | 0.16717 | 0.16856 | 0.16951 | 0.17048 | 0.17137 | 0.17194 | 0.17247 | 0.17302 | 0.17363 | 0.17426 | 0.1749 | 0.17556 | 0.17625 | 0.17695 | 0.17766 | 0.17839 | 0.17915 | 0.17993 | 0.18074 | 0.18161 | 0.18252 | 0.18348 | 0.1845 | 0.18556 | 0.18668 | 0.18786 | 0.18908 | 0.19031 | 0.19154 | 0.19278 | 0.19401
| Total demand + target headroom (baseline) | Ml/d | 3.8379 | 3.9284 | 3.9369 | 3.9428 | 3.9081 | 3.8535 | 3.8077 | 3.7495 | 3.6993 | 3.6323 | 3.5988 | 3.5753 | 3.5482 | 3.5229 | 3.4466 | 3.4104 | 3.3735 | 3.3393 | 3.302 | 3.2436 | 3.2242 | 3.202 | 3.1796 | 3.1549 | 3.1063 | 3.0837 | 3.0611 | 3.0406 | 3.0225 | 2.9974 | 2.9759 | 2.9548 | 2.9335 | 2.9128
| Total demand + target headroom (final plan) | Ml/d | 3.8379 | 3.9284 | 3.9369 | 3.9428 | 3.9081 | 3.8535 | 3.8077 | 3.7495 | 3.6993 | 3.6323 | 3.5988 | 3.5753 | 3.5482 | 3.5229 | 3.4466 | 3.4104 | 3.3735 | 3.3393 | 3.302 | 3.2436 | 3.2242 | 3.202 | 3.1796 | 3.1549 | 3.1063 | 3.0837 | 3.0611 | 3.0406 | 3.0225 | 2.9974 | 2.9759 | 2.9548 | 2.9335 | 2.9128
SUPPLY-DEMAND BALANCE
16BL | Target headroom | Ml/d | 0.20167 | 0.20582 | 0.20784 | 0.2102 | 0.21713 | 0.21708 | 0.22009 | 0.21981 | 0.21897 | 0.17632 | 0.17769 | 0.17796 | 0.17937 | 0.18256 | 0.15194 | 0.16153 | 0.17048 | 0.18221 | 0.19095 | 0.16626 | 0.18048 | 0.19191 | 0.20295 | 0.21159 | 0.19621 | 0.20661 | 0.21692 | 0.22907 | 0.24358 | 0.25098 | 0.26213 | 0.27373 | 0.28529 | 0.2976
16FP | Target headroom | Ml/d | 0.20167 | 0.20582 | 0.20784 | 0.2102 | 0.21713 | 0.21708 | 0.22009 | 0.21981 | 0.21897 | 0.17632 | 0.17769 | 0.17796 | 0.17937 | 0.18256 | 0.15194 | 0.16153 | 0.17048 | 0.18221 | 0.19095 | 0.16626 | 0.18048 | 0.19191 | 0.20295 | 0.21159 | 0.19621 | 0.20661 | 0.21692 | 0.22907 | 0.24358 | 0.25098 | 0.26213 | 0.27373 | 0.28529 | 0.2976
17BL | Available headroom | Ml/d | 0.74015 | 0.51515 | 0.50861 | 0.50506 | 0.54677 | 0.60127 | 0.65011 | 0.70806 | 0.75736 | 0.78177 | 0.81663 | 0.84041 | 0.86885 | 0.89741 | 0.94303 | 0.9888 | 1.0347 | 1.0806 | 1.1266 | 1.1604 | 1.194 | 1.2276 | 1.2611 | 1.2944 | 1.3276 | 1.3606 | 1.3935 | 1.4262 | 1.4588 | 1.4913 | 1.5239 | 1.5567 | 1.5895 | 1.6225
17FP | Available headroom | Ml/d | 0.74015 | 0.51515 | 0.50861 | 0.50506 | 0.54677 | 0.60127 | 0.65011 | 0.70806 | 0.75736 | 0.78177 | 0.81663 | 0.84041 | 0.86885 | 0.89741 | 0.94303 | 0.9888 | 1.0347 | 1.0806 | 1.1266 | 1.1604 | 1.194 | 1.2276 | 1.2611 | 1.2944 | 1.3276 | 1.3606 | 1.3935 | 1.4262 | 1.4588 | 1.4913 | 1.5239 | 1.5567 | 1.5895 | 1.6225
Baseline Supply-Demand Balance:
|  | 2020-21 | 2021-22 | 2022-23 | 2023-24 | 2024-25 | 2025-26 | 2026-27 | 2027-28 | 2028-29 | 2029-30 | 2030-31 | 2031-32 | 2032-33 | 2033-34 | 2034-35 | 2035-36 | 2036-37 | 2037-38 | 2038-39 | 2039-40 | 2040-41 | 2041-42 | 2042-43 | 2043-44 | 2044-45 | 2045-46 | 2046-47 | 2047-48 | 2048-49 | 2049-50
| SDB (Ml/d) | 0.32963 | 0.3842 | 0.43001 | 0.48824 | 0.53839 | 0.60545 | 0.63894 | 0.66244 | 0.68948 | 0.71485 | 0.79108 | 0.82727 | 0.8642 | 0.89843 | 0.93568 | 0.99409 | 1.0135 | 1.0357 | 1.0581 | 1.0828 | 1.1314 | 1.154 | 1.1766 | 1.1971 | 1.2152 | 1.2403 | 1.2618 | 1.2829 | 1.3042 | 1.3249
Final Planning Supply-Demand Balance:
|  | 2020-21 | 2021-22 | 2022-23 | 2023-24 | 2024-25 | 2025-26 | 2026-27 | 2027-28 | 2028-29 | 2029-30 | 2030-31 | 2031-32 | 2032-33 | 2033-34 | 2034-35 | 2035-36 | 2036-37 | 2037-38 | 2038-39 | 2039-40 | 2040-41 | 2041-42 | 2042-43 | 2043-44 | 2044-45 | 2045-46 | 2046-47 | 2047-48 | 2048-49 | 2049-50
| SDB (Ml/d) | 0.32963 | 0.3842 | 0.43001 | 0.48824 | 0.53839 | 0.60545 | 0.63894 | 0.66244 | 0.68948 | 0.71485 | 0.79108 | 0.82727 | 0.8642 | 0.89843 | 0.93568 | 0.99409 | 1.0135 | 1.0357 | 1.0581 | 1.0828 | 1.1314 | 1.154 | 1.1766 | 1.1971 | 1.2152 | 1.2403 | 1.2618 | 1.2829 | 1.3042 | 1.3249
| Company: | 2026-27: Dŵr Cymru Welsh Water
| Resource Zone Name | 2026-27: Brecon portis
| Resource Zone Number: | 2026-27: 8108
| Planning Scenario Name: | 2026-27: Dry Year Annual Average
| Chosen Level of Service: | 2026-27: 1 in 20

## 1. BL Licences
Table 1: Baseline licences |  |  |  |  | deployable output (Ml/d)
Row ref | Derivation | Licence number | Source name | Source type | Deployable output (Ml/d) | Annual licensed quantity (Ml/d) | Constraints on deployable output | Additional notes (if desired)
All individual licences:
0.1BL | Sum (0.1BL+...) | - | - | - | 1.6561 | 1.8184 | -
- | Input | 20/56/54/0001 | Portis portion of USK RESERVOIR - INTAKE MAIN | SW:Reservoir | 1.6561 | 1.8184 | Daily abstraction licence limit at Usk Reservoir. | This is a single abstraction licence that includes two separate licence volumes, a small one for Portis WTW in Brecon Portis zone, and a larger volume for Brwyngwyn in Twyi Gower zone.
Input
Grouped licences | Derivation | Licence number | Source name | Source type | DYAA deployable output (Ml/d) | Annual licensed quantity (Ml/d)
0.2BL | Sum (0.2BL+...) | - | Total | - | 2.8199 | - | -
- | - | Group #: 1 |  | - | 2.8199 | - | -
- | Input | 20/56/44/0016 | Brecon Bores | GW | 2.8199 | 5.7823 | Daily abstraction licence limit at Usk Reservoir. | 0
- | Input
- | Input
- | Input
- | Input
Unused licences: | Derivation | Licence number | Source name | Source type | DYAA deployable output (Ml/d) | Annual licensed quantity (Ml/d) | Reason licence is unused
0.3BL | Sum (0.3BL+...) | - | - | - | 0 | 58.6031 | -
| Input | 20/56/45/0008 | COLLECTING CHAMBER AT CWRT GILBERT FARM | SW:Other | 0 | 2.0426 | Abandoned asset | 0
| Input | 20/56/54/0003 | NANT HENWAUN TRANSFER TO USK RESERVOIR | SW:River | 0 | 50.006 | Reservoir refill | Reported as “unused” to avoid double counting DO.
|  | 20/56/54/0002 | R.TRINANT | SW:River | 0 | 0.7722 | water quality | 0
- | Input | 20/56/45/0011 | USK AT BRECON (INCLUDES 20/56/44/16) | SW:River | 0 | 5.7823 | Emergency source | 0
New licences (within current AMP): | Derivation | Licence number | Source name | Source type | DYAA deployable output (Ml/d) | Annual licensed quantity (Ml/d) | Status of licence
0.4BL | Sum (0.4BL+...) | - | - | - | 0 | 0 | -
Input
- | Input
- | - | - | - | - | - | - | -
Company: |  | Dŵr Cymru Welsh Water
Resource Zone Name: |  | Brecon portis
Resource Zone Number: |  | 8108
Planning Scenario Name: |  | Dry Year Annual Average
Chosen Level of Service: |  | 1 in 20
README
Note on C3: Please list only individual licences (i.e. not used in conjunctive use systems).
Note on B9: If additional lines are required please insert into middle of group to ensure automatic calculations pick up all data.
Note on B20: If additional lines are required please insert into middle of group to ensure automatic calculations pick up all data. DO NOT DELETE DEFAULT INPUT ROWS - If unrequired leave blank.
Note on J21: Please state if a licence has been applied for, approved, granted, awaiting mobilisation, or other specified status.
Note on C33: Do not delete default inserted input lines. These are required to generate the autosum of all additional rows added. Additional rows which the user enters can be deleted.

## 2. BL Supply
Table 2: Baseline supply
| Row ref | Component | Derivation | Unit | decimal places | 2015-16 | For info 2017-18 | For info 2018-19 | For info 2019-20 | 2020-21 | 2021-22 | 2022-23 | 2023-24 | 2024-25 | 2025-26 | 2026-27 | 2027-28 | 2028-29 | 2029-30 | 2030-31 | 2031-32 | 2032-33 | 2033-34 | 2034-35 | 2035-36 | 2036-37 | 2037-38 | 2038-39 | 2039-40 | 2040-41 | 2041-42 | 2042-43 | 2043-44 | 2044-45 | 2045-46 | 2046-47 | 2047-48 | 2048-49 | 2049-50
| 1BL | Raw water abstracted | Input | Ml/d | 2 | 3.9193 | 3.9609 | 3.9674 | 3.9709 | 3.9292 | 3.8747 | 3.8259 | 3.7679 | 3.7186 | 3.6942 | 3.6594 | 3.6356 | 3.6071 | 3.5786 | 3.533 | 3.4872 | 3.4413 | 3.3954 | 3.3494 | 3.3156 | 3.282 | 3.2484 | 3.2149 | 3.1816 | 3.1484 | 3.1154 | 3.0825 | 3.0498 | 3.0172 | 2.9847 | 2.9521 | 2.9193 | 2.8865 | 2.8535
Resources | 2BL | Total raw water imported | sum(2.1BL+2.2BL+2.3BL...) | Ml/d | 2 | 0 | 0 | 0 | 0 | 0 | 0 | 0 | 0 | 0 | 0 | 0 | 0 | 0 | 0 | 0 | 0 | 0 | 0 | 0 | 0 | 0 | 0 | 0 | 0 | 0 | 0 | 0 | 0 | 0 | 0 | 0 | 0 | 0 | 0
| 2.1BL+ | Raw water imported from: None | Input | Ml/d | 2 | 0 | 0 | 0 | 0 | 0 | 0 | 0 | 0 | 0 | 0 | 0 | 0 | 0 | 0 | 0 | 0 | 0 | 0 | 0 | 0 | 0 | 0 | 0 | 0 | 0 | 0 | 0 | 0 | 0 | 0 | 0 | 0 | 0 | 0
| - | - | - | - | 2 | - | - | - | - | bar: 2020-21 to 2049-50
| 3BL | Total potable water imported | sum(3.1BL+3.2BL+3.3BL...) | Ml/d | 2 | 0 | 0 | 0 | 0 | 0 | 0 | 0 | 0 | 0 | 0 | 0 | 0 | 0 | 0 | 0 | 0 | 0 | 0 | 0 | 0 | 0 | 0 | 0 | 0 | 0 | 0 | 0 | 0 | 0 | 0 | 0 | 0 | 0 | 0
| 3.1BL+ | Potable water imported from: None | Input | Ml/d | 2 | 0 | 0 | 0 | 0 | 0 | 0 | 0 | 0 | 0 | 0 | 0 | 0 | 0 | 0 | 0 | 0 | 0 | 0 | 0 | 0 | 0 | 0 | 0 | 0 | 0 | 0 | 0 | 0 | 0 | 0 | 0 | 0 | 0 | 0
| - | - | - | - | 2 | - | - | - | - | bar: 2020-21 to 2049-50
| 5BL | Total raw water exported (raw exports and non potable uses) | sum(5.1BL+5.2BL+...) | Ml/d | 2 | 0 | 0 | 0 | 0 | 0 | 0 | 0 | 0 | 0 | 0 | 0 | 0 | 0 | 0 | 0 | 0 | 0 | 0 | 0 | 0 | 0 | 0 | 0 | 0 | 0 | 0 | 0 | 0 | 0 | 0 | 0 | 0 | 0 | 0
| 5.1BL | Non potable water supplied to: | Input | Ml/d | 2 | 0 | 0 | 0 | 0 | 0 | 0 | 0 | 0 | 0 | 0 | 0 | 0 | 0 | 0 | 0 | 0 | 0 | 0 | 0 | 0 | 0 | 0 | 0 | 0 | 0 | 0 | 0 | 0 | 0 | 0 | 0 | 0 | 0 | 0
| 5.2BL+ | Raw water export to: None | Input | Ml/d | 2 | 0 | 0 | 0 | 0 | 0 | 0 | 0 | 0 | 0 | 0 | 0 | 0 | 0 | 0 | 0 | 0 | 0 | 0 | 0 | 0 | 0 | 0 | 0 | 0 | 0 | 0 | 0 | 0 | 0 | 0 | 0 | 0 | 0 | 0
| - |  | - | - | 2 | - | - | - | - | bar: 2020-21 to 2049-50
| 6BL | Total potable water exported | sum(6.1BL+6.2BL+6.3BL...) | Ml/d | 2 | 0 | 0 | 0 | 0 | 0 | 0 | 0 | 0 | 0 | 0 | 0 | 0 | 0 | 0 | 0 | 0 | 0 | 0 | 0 | 0 | 0 | 0 | 0 | 0 | 0 | 0 | 0 | 0 | 0 | 0 | 0 | 0 | 0 | 0
| 6.1BL+ | Potable water export to: None | Input | Ml/d | 2 | 0 | 0 | 0 | 0 | 0 | 0 | 0 | 0 | 0 | 0 | 0 | 0 | 0 | 0 | 0 | 0 | 0 | 0 | 0 | 0 | 0 | 0 | 0 | 0 | 0 | 0 | 0 | 0 | 0 | 0 | 0 | 0 | 0 | 0
| - |  | - | Ml/d | 2 | - | - | - | - | bar: 2020-21 to 2049-50
| 7BL | Deployable Output (baseline profile without reductions) | sum(0.1Bl+0.2BL+0.3BL+0.4BL) | Ml/d | 2 | 4.476 | 4.476 | 4.476 | 4.476 | 4.476 | 4.476 | 4.476 | 4.476 | 4.476 | 4.476 | 4.476 | 4.476 | 4.476 | 4.476 | 4.476 | 4.476 | 4.476 | 4.476 | 4.476 | 4.476 | 4.476 | 4.476 | 4.476 | 4.476 | 4.476 | 4.476 | 4.476 | 4.476 | 4.476 | 4.476 | 4.476 | 4.476 | 4.476 | 4.476
Resource (and process) Losses | 8BL | Baseline forecast changes to Deployable Output | sum(8.1BL+8.2BL+8.3BL) | Ml/d | 2 | 0 | 0 | 0 | 0 | 0 | 0 | 0 | 0 | 0 | 0 | 0 | 0 | 0 | 0 | 0 | 0 | 0 | 0 | 0 | 0 | 0 | 0 | 0 | 0 | 0 | 0 | 0 | 0 | 0 | 0 | 0 | 0 | 0 | 0
| 8.1BL | Change in DO due to climate change | Input (reductions must be expressed as -ve) | Ml/d | 2 | 0 | 0 | 0 | 0 | 0 | 0 | 0 | 0 | 0 | 0 | 0 | 0 | 0 | 0 | 0 | 0 | 0 | 0 | 0 | 0 | 0 | 0 | 0 | 0 | 0 | 0 | 0 | 0 | 0 | 0 | 0 | 0 | 0 | 0
| 8.2BL | Reductions to restore sustainable abstraction | sum(8.2BL sub components) | Ml/d | 2 | 0 | 0 | 0 | 0 | 0 | 0 | 0 | 0 | 0 | 0 | 0 | 0 | 0 | 0 | 0 | 0 | 0 | 0 | 0 | 0 | 0 | 0 | 0 | 0 | 0 | 0 | 0 | 0 | 0 | 0 | 0 | 0 | 0 | 0
| 8.2BL+ | Total for the zone | Input (zero or negative number) | Ml/d | 2 | 0 | 0 | 0 | 0 | 0 | 0 | 0 | 0 | 0 | 0 | 0 | 0 | 0 | 0 | 0 | 0 | 0 | 0 | 0 | 0 | 0 | 0 | 0 | 0 | 0 | 0 | 0 | 0 | 0 | 0 | 0 | 0 | 0 | 0
| - |  | - | - | 2 | - | - | - | - | bar: 2020-21 to 2049-50
| 8.3BL | Total other changes to DO (specify, e.g. nitrates): None | Input (reductions must be expressed as -ve) | Ml/d | 2 | 0 | 0 | 0 | 0 | 0 | 0 | 0 | 0 | 0 | 0 | 0 | 0 | 0 | 0 | 0 | 0 | 0 | 0 | 0 | 0 | 0 | 0 | 0 | 0 | 0 | 0 | 0 | 0 | 0 | 0 | 0 | 0 | 0 | 0
| 9BL | Raw water losses, treatment works losses and operational use | Input | Ml/d | 2 | 0.091221 | 0.21656 | 0.21656 | 0.21656 | 0.21656 | 0.21656 | 0.21656 | 0.21656 | 0.21656 | 0.21656 | 0.21656 | 0.21656 | 0.21656 | 0.21656 | 0.21656 | 0.21656 | 0.21656 | 0.21656 | 0.21656 | 0.21656 | 0.21656 | 0.21656 | 0.21656 | 0.21656 | 0.21656 | 0.21656 | 0.21656 | 0.21656 | 0.21656 | 0.21656 | 0.21656 | 0.21656 | 0.21656 | 0.21656
| 10BL | Outage allowance | Input | Ml/d | 2 | 0.00837 | 0.021731 | 0.021731 | 0.021731 | 0.021731 | 0.021731 | 0.021731 | 0.021731 | 0.021731 | 0.021731 | 0.021731 | 0.021731 | 0.021731 | 0.021731 | 0.021731 | 0.021731 | 0.021731 | 0.021731 | 0.021731 | 0.021731 | 0.021731 | 0.021731 | 0.021731 | 0.021731 | 0.021731 | 0.021731 | 0.021731 | 0.021731 | 0.021731 | 0.021731 | 0.021731 | 0.021731 | 0.021731 | 0.021731
|  | Company: | Dŵr Cymru Welsh Water
|  | Resource Zone Name: | Brecon portis
|  | Resource Zone Number: | 8108
|  | Planning Scenario Name: | Dry Year Annual Average
|  | Chosen Level of Service: | 1 in 20

## 3. BL Demand
Table 3: Baseline demand
| Row ref | Component | Derivation | Unit | Decimal places | 2015-16 | For info 2017-18 | For info 2018-19 | For info 2019-20 | 2020-21 | 2021-22 | 2022-23 | 2023-24 | 2024-25 | 2025-26 | 2026-27 | 2027-28 | 2028-29 | 2029-30 | 2030-31 | 2031-32 | 2032-33 | 2033-34 | 2034-35 | 2035-36 | 2036-37 | 2037-38 | 2038-39 | 2039-40 | 2040-41 | 2041-42 | 2042-43 | 2043-44 | 2044-45 | 2045-46 | 2046-47 | 2047-48 | 2048-49 | 2049-50
Consumption | 19BL | Water delivered measured non-household | Input | Ml/d | 2 | 0.95714 | 0.96346 | 0.95868 | 0.95662 | 0.95659 | 0.95707 | 0.95259 | 0.95108 | 0.94958 | 0.94805 | 0.94655 | 0.94505 | 0.9436 | 0.94215 | 0.94072 | 0.93931 | 0.9379 | 0.9365 | 0.93511 | 0.93379 | 0.93247 | 0.93116 | 0.92986 | 0.92857 | 0.92728 | 0.926 | 0.92472 | 0.92345 | 0.92218 | 0.92091 | 0.91965 | 0.9184 | 0.91714 | 0.9159
| 20BL | Water delivered unmeasured non- household | Input | Ml/d | 2 | 0.025899 | 0.023962 | 0.023072 | 0.022227 | 0.021423 | 0.020657 | 0.019925 | 0.019226 | 0.018557 | 0.017916 | 0.017302 | 0.016712 | 0.016147 | 0.015604 | 0.015082 | 0.01458 | 0.014097 | 0.013633 | 0.013186 | 0.012755 | 0.012341 | 0.011942 | 0.011557 | 0.011186 | 0.010829 | 0.010484 | 0.010151 | 0.0098308 | 0.0095215 | 0.0092231 | 0.0089351 | 0.0086572 | 0.008389 | 0.0081301
| 21BL | Water delivered measured household | Input | Ml/d | 2 | 0.45326 | 0.52549 | 0.55746 | 0.59218 | 0.61735 | 0.63472 | 0.65564 | 0.67036 | 0.68666 | 0.70693 | 0.72226 | 0.74294 | 0.75823 | 0.77293 | 0.78132 | 0.78894 | 0.79576 | 0.80178 | 0.80704 | 0.81166 | 0.81561 | 0.81897 | 0.82177 | 0.82404 | 0.82584 | 0.82715 | 0.82795 | 0.82826 | 0.82811 | 0.82738 | 0.826 | 0.82393 | 0.82118 | 0.81771
| 22BL | Water delivered unmeasured household | Input | Ml/d | 2 | 1.1681 | 1.1385 | 1.1179 | 1.0961 | 1.0678 | 1.034 | 1.0072 | 0.97455 | 0.94902 | 0.93017 | 0.90575 | 0.88704 | 0.86293 | 0.83927 | 0.81088 | 0.78307 | 0.75593 | 0.72949 | 0.70374 | 0.67874 | 0.65441 | 0.63074 | 0.60772 | 0.58534 | 0.56359 | 0.54245 | 0.52194 | 0.50204 | 0.48273 | 0.464 | 0.44585 | 0.42828 | 0.41127 | 0.39481
| 23BL | Measured Non Household - Consumption | 19BL-34BL | Ml/d | 2 | 0.94208 | 0.94829 | 0.94346 | 0.94135 | 0.94128 | 0.94171 | 0.93719 | 0.93564 | 0.93409 | 0.93253 | 0.931 | 0.92946 | 0.92797 | 0.92649 | 0.92503 | 0.92358 | 0.92214 | 0.92071 | 0.91929 | 0.91794 | 0.9166 | 0.91527 | 0.91394 | 0.91262 | 0.91131 | 0.91 | 0.9087 | 0.9074 | 0.90611 | 0.90482 | 0.90354 | 0.90226 | 0.90099 | 0.89972
| 24BL | Unmeasured Non Household - Consumption | 20BL-35BL | Ml/d | 2 | 0.024059 | 0.022235 | 0.021398 | 0.020605 | 0.019852 | 0.019134 | 0.01845 | 0.017796 | 0.017172 | 0.016574 | 0.016001 | 0.015452 | 0.014926 | 0.01442 | 0.013935 | 0.013469 | 0.013021 | 0.01259 | 0.012175 | 0.011776 | 0.011392 | 0.011022 | 0.010666 | 0.010323 | 0.0099921 | 0.0096734 | 0.0093661 | 0.0090699 | 0.0087842 | 0.0085087 | 0.0082429 | 0.0079865 | 0.0077391 | 0.0075003
| 25BL | Measured Household - Consumption | 21BL-36BL | Ml/d | 2 | 0.40569 | 0.47373 | 0.50327 | 0.53516 | 0.55801 | 0.57341 | 0.59237 | 0.60523 | 0.61993 | 0.63867 | 0.65248 | 0.67159 | 0.68534 | 0.69852 | 0.70539 | 0.71148 | 0.71678 | 0.7213 | 0.72507 | 0.72819 | 0.73065 | 0.73251 | 0.73379 | 0.73452 | 0.73476 | 0.73448 | 0.73367 | 0.73235 | 0.73054 | 0.72813 | 0.72507 | 0.72134 | 0.71694 | 0.71184
| 26BL | Unmeasured Household - Consumption | 22BL-37BL | Ml/d | 2 | 1.0758 | 1.0499 | 1.0311 | 1.011 | 0.98436 | 0.95224 | 0.92712 | 0.89607 | 0.87212 | 0.8548 | 0.83189 | 0.81467 | 0.79201 | 0.76977 | 0.74277 | 0.71632 | 0.69052 | 0.6654 | 0.64093 | 0.61718 | 0.59409 | 0.57163 | 0.54979 | 0.52858 | 0.50796 | 0.48794 | 0.46852 | 0.44969 | 0.43143 | 0.41372 | 0.39658 | 0.38 | 0.36395 | 0.34844
| 27 - | Percentage of consumption driven by climate change | Input | % | 1 | 0 | 0.2453 | 0.27828 | 0.3112 | 0.34637 | 0.36651 | 0.384 | 0.40427 | 0.42326 | 0.44042 | 0.45952 | 0.47657 | 0.49577 | 0.51512 | 0.53706 | 0.5606 | 0.58455 | 0.60893 | 0.63375 | 0.65899 | 0.68466 | 0.71078 | 0.73735 | 0.76436 | 0.79183 | 0.82171 | 0.85211 | 0.88303 | 0.9145 | 0.94656 | 0.97928 | 1.0127 | 1.0468 | 1.0817
| 28 - | Volume of consumption driven by climate change |  | Ml/d | 1 | 0 | 0.0061182 | 0.0069548 | 0.0078054 | 0.0086713 | 0.0091133 | 0.0095046 | 0.0099238 | 0.010342 | 0.010758 | 0.011173 | 0.011586 | 0.011999 | 0.01241 | 0.01282 | 0.013257 | 0.013693 | 0.014127 | 0.01456 | 0.014993 | 0.015424 | 0.015854 | 0.016282 | 0.016709 | 0.017135 | 0.017602 | 0.018067 | 0.018531 | 0.018993 | 0.019454 | 0.019913 | 0.020371 | 0.020828 | 0.021283
PCC and consumption by component | 29BL | Measured Household - PCC | (25BL*1,000,000)/(51BL*1,000) | l/h/d | 1 | 111.3966 | 117.8488 | 118.3536 | 119.459 | 119.3978 | 118.0718 | 117.5736 | 116.2633 | 115.6037 | 115.7788 | 115.07 | 115.3285 | 114.7157 | 114.0841 | 112.5038 | 110.9145 | 109.3128 | 107.6983 | 106.0769 | 104.4629 | 102.8447 | 101.2324 | 99.6298 | 98.0328 | 96.4456 | 94.8755 | 93.3029 | 91.7372 | 90.1794 | 88.6221 | 87.0444 | 85.4526 | 83.8451 | 82.2227
| 29.1BL | Measured toilet flushing | Input | l/h/d | 1 | 26.0842 | 27.595 | 27.7132 | 27.972 | 27.9577 | 27.6472 | 27.5306 | 27.2237 | 27.0693 | 27.1103 | 26.9443 | 27.0049 | 26.8614 | 26.7135 | 26.3434 | 25.9713 | 25.5962 | 25.2182 | 24.8385 | 24.4606 | 24.0817 | 23.7042 | 23.3289 | 22.955 | 22.5833 | 22.2157 | 21.8474 | 21.4808 | 21.116 | 20.7514 | 20.382 | 20.0092 | 19.6328 | 19.2529
| 29.2BL | Measured personal washing | Input | l/h/d | 1 | 45.5037 | 48.1393 | 48.3455 | 48.797 | 48.772 | 48.2304 | 48.0269 | 47.4916 | 47.2222 | 47.2937 | 47.0042 | 47.1098 | 46.8594 | 46.6015 | 45.9559 | 45.3067 | 44.6525 | 43.993 | 43.3307 | 42.6714 | 42.0104 | 41.3518 | 40.6971 | 40.0448 | 39.3964 | 38.7551 | 38.1127 | 37.4731 | 36.8368 | 36.2007 | 35.5562 | 34.906 | 34.2493 | 33.5866
| 29.3BL | Measured clothes washing | Input | l/h/d | 1 | 13.6708 | 14.4626 | 14.5245 | 14.6602 | 14.6527 | 14.49 | 14.4288 | 14.268 | 14.1871 | 14.2086 | 14.1216 | 14.1533 | 14.0781 | 14.0006 | 13.8066 | 13.6116 | 13.415 | 13.2169 | 13.0179 | 12.8199 | 12.6213 | 12.4234 | 12.2267 | 12.0307 | 11.836 | 11.6433 | 11.4503 | 11.2581 | 11.067 | 10.8758 | 10.6822 | 10.4869 | 10.2896 | 10.0905
| 29.4BL | Measured dish washing | Input | l/h/d | 1 | 10.6862 | 11.3051 | 11.3535 | 11.4596 | 11.4537 | 11.3265 | 11.2787 | 11.153 | 11.0898 | 11.1065 | 11.0385 | 11.0634 | 11.0046 | 10.944 | 10.7924 | 10.6399 | 10.4863 | 10.3314 | 10.1759 | 10.021 | 9.8658 | 9.7111 | 9.5574 | 9.4042 | 9.2519 | 9.1013 | 8.9505 | 8.8003 | 8.6508 | 8.5014 | 8.3501 | 8.1974 | 8.0432 | 7.8875
| 29.5BL | Measured miscellaneous internal use | Input | l/h/d | 1 | 13.9864 | 14.7965 | 14.8598 | 14.9986 | 14.991 | 14.8245 | 14.7619 | 14.5974 | 14.5146 | 14.5366 | 14.4476 | 14.48 | 14.4031 | 14.3238 | 14.1254 | 13.9258 | 13.7247 | 13.522 | 13.3185 | 13.1158 | 12.9126 | 12.7102 | 12.509 | 12.3085 | 12.1092 | 11.9121 | 11.7146 | 11.518 | 11.3224 | 11.1269 | 10.9288 | 10.729 | 10.5271 | 10.3234
| 29.6BL | Measured external use | Input | l/h/d | 1 | 1.4655 | 1.5504 | 1.557 | 1.5715 | 1.5707 | 1.5533 | 1.5467 | 1.5295 | 1.5208 | 1.5231 | 1.5138 | 1.5172 | 1.5091 | 1.5008 | 1.48 | 1.4591 | 1.4381 | 1.4168 | 1.3955 | 1.3743 | 1.353 | 1.3318 | 1.3107 | 1.2897 | 1.2688 | 1.2481 | 1.2274 | 1.2068 | 1.1863 | 1.1659 | 1.1451 | 1.1242 | 1.103 | 1.0817
| 30BL | Unmeasured Household - PCC | (26BL*1,000,000)/(52BL*1,000) | l/h/d | 1 | 157.0441 | 159.4307 | 160.1249 | 161.0449 | 160.799 | 159.3478 | 158.9443 | 157.4767 | 157.0242 | 157.6727 | 157.2005 | 157.7457 | 157.1594 | 156.5402 | 154.8048 | 153.0216 | 151.2001 | 149.3444 | 147.4572 | 145.5586 | 143.6319 | 141.6804 | 139.7053 | 137.7074 | 135.6821 | 133.6386 | 131.571 | 129.4833 | 127.3762 | 125.2469 | 123.0905 | 120.911 | 118.7069 | 116.4787
| 30.1BL | Unmeasured toilet flushing | Input | l/h/d | 1 | 34.3662 | 34.8884 | 35.0403 | 35.2417 | 35.1878 | 34.8703 | 34.782 | 34.4608 | 34.3618 | 34.5037 | 34.4004 | 34.5197 | 34.3914 | 34.2559 | 33.8761 | 33.4859 | 33.0873 | 32.6812 | 32.2683 | 31.8528 | 31.4312 | 31.0041 | 30.5719 | 30.1347 | 29.6915 | 29.2443 | 28.7919 | 28.335 | 27.8739 | 27.4079 | 26.936 | 26.4591 | 25.9768 | 25.4892
| 30.2BL | Unmeasured personal washing | Input | l/h/d | 1 | 67.2066 | 68.2279 | 68.5249 | 68.9187 | 68.8134 | 68.1924 | 68.0197 | 67.3917 | 67.198 | 67.4756 | 67.2735 | 67.5068 | 67.2559 | 66.9909 | 66.2482 | 65.4851 | 64.7056 | 63.9115 | 63.1039 | 62.2914 | 61.4669 | 60.6317 | 59.7865 | 58.9315 | 58.0647 | 57.1902 | 56.3054 | 55.412 | 54.5102 | 53.599 | 52.6762 | 51.7435 | 50.8003 | 49.8467
| 30.3BL | Unmeasured clothes washing | Input | l/h/d | 1 | 18.8754 | 19.1622 | 19.2456 | 19.3562 | 19.3267 | 19.1522 | 19.1037 | 18.9274 | 18.873 | 18.9509 | 18.8942 | 18.9597 | 18.8892 | 18.8148 | 18.6062 | 18.3919 | 18.173 | 17.9499 | 17.7231 | 17.4949 | 17.2633 | 17.0288 | 16.7914 | 16.5513 | 16.3078 | 16.0622 | 15.8137 | 15.5628 | 15.3095 | 15.0536 | 14.7944 | 14.5325 | 14.2676 | 13.9997
| 30.4BL | Unmeasured dish washing | Input | l/h/d | 1 | 15.0292 | 15.2576 | 15.3241 | 15.4121 | 15.3886 | 15.2497 | 15.2111 | 15.0706 | 15.0273 | 15.0894 | 15.0442 | 15.0964 | 15.0403 | 14.981 | 14.8149 | 14.6443 | 14.47 | 14.2924 | 14.1118 | 13.9301 | 13.7457 | 13.5589 | 13.3699 | 13.1787 | 12.9849 | 12.7893 | 12.5914 | 12.3916 | 12.19 | 11.9862 | 11.7798 | 11.5713 | 11.3603 | 11.1471
| 30.5BL | Unmeasured miscellaneous internal use | Input | l/h/d | 1 | 19.9621 | 20.2655 | 20.3537 | 20.4707 | 20.4394 | 20.255 | 20.2037 | 20.0171 | 19.9596 | 20.0421 | 19.982 | 20.0513 | 19.9768 | 19.8981 | 19.6775 | 19.4508 | 19.2193 | 18.9834 | 18.7435 | 18.5022 | 18.2573 | 18.0092 | 17.7582 | 17.5042 | 17.2468 | 16.987 | 16.7242 | 16.4588 | 16.191 | 15.9203 | 15.6462 | 15.3692 | 15.089 | 14.8058
| 30.6BL | Unmeasured external use | Input | l/h/d | 1 | 1.6047 | 1.629 | 1.6361 | 1.6455 | 1.643 | 1.6282 | 1.6241 | 1.6091 | 1.6045 | 1.6111 | 1.6063 | 1.6118 | 1.6058 | 1.5995 | 1.5818 | 1.5636 | 1.5449 | 1.526 | 1.5067 | 1.4873 | 1.4676 | 1.4477 | 1.4275 | 1.4071 | 1.3864 | 1.3655 | 1.3444 | 1.323 | 1.3015 | 1.2798 | 1.2577 | 1.2355 | 1.2129 | 1.1902
| 31BL | Average Household - PCC | ((25BL+26BL)*1,000,000))/(51BL+52BL*1,000) | l/h/d | 1 | 141.1998 | 143.6691 | 143.5116 | 143.7271 | 142.8754 | 140.8426 | 139.771 | 137.7863 | 136.6773 | 136.544 | 135.4082 | 135.2653 | 134.1365 | 132.9944 | 130.8417 | 128.6788 | 126.5094 | 124.3355 | 122.162 | 120.0058 | 117.8532 | 115.712 | 113.5859 | 111.4727 | 109.3737 | 107.2984 | 105.2311 | 103.18 | 101.1462 | 99.1245 | 97.0979 | 95.0724 | 93.046 | 91.0197
| 32BL | Water Taken Unbilled | Input | Ml/d | 2 | 0.13156 | 0.1329 | 0.13407 | 0.13567 | 0.1368 | 0.13757 | 0.13836 | 0.13908 | 0.13955 | 0.13997 | 0.14042 | 0.14091 | 0.14143 | 0.14195 | 0.14248 | 0.14304 | 0.14361 | 0.14419 | 0.14478 | 0.14539 | 0.14602 | 0.14669 | 0.14739 | 0.14813 | 0.14891 | 0.14974 | 0.1506 | 0.15151 | 0.15246 | 0.15345 | 0.15445 | 0.15545 | 0.15646 | 0.15746
| 33BL | Distribution System Operational Use | Input | Ml/d | 2 | 0.030542 | 0.030853 | 0.031124 | 0.031497 | 0.031759 | 0.031939 | 0.032121 | 0.032288 | 0.032396 | 0.032495 | 0.032598 | 0.032714 | 0.032833 | 0.032954 | 0.033078 | 0.033208 | 0.03334 | 0.033474 | 0.033612 | 0.033754 | 0.0339 | 0.034054 | 0.034217 | 0.034388 | 0.03457 | 0.034762 | 0.034962 | 0.035173 | 0.035395 | 0.035625 | 0.035856 | 0.036089 | 0.036322 | 0.036554
Leakage | 34BL | Measured Non Household - USPL | Input | Ml/d | 2 | 0.015059 | 0.015168 | 0.015219 | 0.015268 | 0.015314 | 0.015359 | 0.015401 | 0.015442 | 0.015482 | 0.01552 | 0.015557 | 0.015593 | 0.015627 | 0.015661 | 0.015693 | 0.015725 | 0.015755 | 0.015785 | 0.015814 | 0.015843 | 0.01587 | 0.015897 | 0.015923 | 0.015949 | 0.015974 | 0.015999 | 0.016023 | 0.016046 | 0.016069 | 0.016092 | 0.016114 | 0.016136 | 0.016157 | 0.016178
| 35BL | Unmeasured Non Household - USPL | Input | Ml/d | 2 | 0.0018399 | 0.0017274 | 0.0016738 | 0.0016218 | 0.0015715 | 0.0015227 | 0.0014755 | 0.0014297 | 0.0013853 | 0.0013423 | 0.0013006 | 0.0012602 | 0.0012211 | 0.0011832 | 0.0011465 | 0.0011109 | 0.0010764 | 0.001043 | 0.0010106 | 0.00097926 | 0.00094886 | 0.00091941 | 0.00089087 | 0.00086322 | 0.00083642 | 0.00081046 | 0.0007853 | 0.00076092 | 0.0007373 | 0.00071442 | 0.00069224 | 0.00067075 | 0.00064993 | 0.00062976
| 36BL | Measured Household - USPL | Input | Ml/d | 2 | 0.047573 | 0.051767 | 0.054193 | 0.057014 | 0.059347 | 0.061313 | 0.063266 | 0.065131 | 0.066726 | 0.068261 | 0.069787 | 0.071342 | 0.072889 | 0.074419 | 0.075938 | 0.077463 | 0.078977 | 0.080478 | 0.081971 | 0.083463 | 0.084954 | 0.086458 | 0.087979 | 0.089517 | 0.091078 | 0.092669 | 0.094276 | 0.09591 | 0.097572 | 0.099252 | 0.10092 | 0.10258 | 0.10423 | 0.10586
| 37BL | Unmeasured Household - USPL | Input | Ml/d | 2 | 0.09227 | 0.088609 | 0.086834 | 0.085094 | 0.083389 | 0.081718 | 0.080081 | 0.078476 | 0.076904 | 0.075363 | 0.073853 | 0.072373 | 0.070923 | 0.069502 | 0.068109 | 0.066744 | 0.065407 | 0.064096 | 0.062812 | 0.061554 | 0.06032 | 0.059112 | 0.057927 | 0.056767 | 0.055629 | 0.054514 | 0.053422 | 0.052352 | 0.051303 | 0.050275 | 0.049267 | 0.04828 | 0.047313 | 0.046365
| 38BL | Void Properties - USPL | Input | Ml/d | 2 | 0.014596 | 0.013864 | 0.013721 | 0.013603 | 0.013469 | 0.013326 | 0.013188 | 0.013052 | 0.01291 | 0.012772 | 0.012638 | 0.012511 | 0.01239 | 0.012272 | 0.01216 | 0.012052 | 0.011949 | 0.011849 | 0.011754 | 0.011663 | 0.011577 | 0.011495 | 0.011418 | 0.011345 | 0.011278 | 0.011215 | 0.011157 | 0.011104 | 0.011055 | 0.01101 | 0.010968 | 0.010929 | 0.010892 | 0.010858
| 39BL | Distribution Losses | Input | Ml/d | 2 | 0.8552 | 0.89355 | 0.89304 | 0.88473 | 0.84579 | 0.8072 | 0.76857 | 0.73001 | 0.69168 | 0.66764 | 0.64356 | 0.61942 | 0.6013 | 0.58316 | 0.55895 | 0.53471 | 0.51044 | 0.48615 | 0.46184 | 0.44961 | 0.43734 | 0.42503 | 0.41267 | 0.40027 | 0.38782 | 0.3753 | 0.36275 | 0.35014 | 0.33748 | 0.32477 | 0.31205 | 0.29932 | 0.28657 | 0.27383
| 40BL | Total Leakage | sum(34BL:39BL) | Ml/d | 2 | 1.0265 | 1.0647 | 1.0647 | 1.0573 | 1.0189 | 0.98043 | 0.94199 | 0.90354 | 0.86509 | 0.84089 | 0.81669 | 0.7925 | 0.77435 | 0.7562 | 0.732 | 0.7078 | 0.6836 | 0.65941 | 0.63521 | 0.62311 | 0.61101 | 0.59891 | 0.58681 | 0.57471 | 0.56261 | 0.55051 | 0.53841 | 0.52631 | 0.51422 | 0.50212 | 0.49002 | 0.47792 | 0.46582 | 0.45372
| 41BL | Total Leakage | (40BL*1,000,000)/(48BL*1,000) | l/prop/d | 2 | 177.1064 | 181.8426 | 180.2549 | 176.8868 | 169.0464 | 161.7519 | 154.5226 | 147.4462 | 140.6984 | 136.3427 | 131.9986 | 127.633 | 124.2557 | 120.8987 | 116.5926 | 112.2974 | 108.0271 | 103.7853 | 99.5682 | 97.2618 | 94.9622 | 92.662 | 90.3592 | 88.0567 | 85.7527 | 83.4454 | 81.1445 | 78.8469 | 76.5529 | 74.2709 | 72.0144 | 69.7845 | 67.5822 | 65.4096
Customer: Properties | 42BL | Measured non-households - properties | Input (total, excluding voids) | 000's | 2 | 0.67738 | 0.68232 | 0.68461 | 0.68679 | 0.68888 | 0.69088 | 0.6928 | 0.69465 | 0.69643 | 0.69815 | 0.69981 | 0.70141 | 0.70296 | 0.70447 | 0.70593 | 0.70735 | 0.70873 | 0.71007 | 0.71138 | 0.71265 | 0.7139 | 0.71511 | 0.71629 | 0.71744 | 0.71857 | 0.71968 | 0.72076 | 0.72182 | 0.72285 | 0.72387 | 0.72486 | 0.72584 | 0.7268 | 0.72774
| 43BL | Unmeasured non-households - properties | Input (total, excluding voids) | 000's | 2 | 0.052953 | 0.049717 | 0.048173 | 0.046678 | 0.045229 | 0.043825 | 0.042465 | 0.041147 | 0.03987 | 0.038632 | 0.037433 | 0.036271 | 0.035145 | 0.034054 | 0.032997 | 0.031973 | 0.03098 | 0.030019 | 0.029087 | 0.028184 | 0.027309 | 0.026461 | 0.02564 | 0.024844 | 0.024073 | 0.023326 | 0.022602 | 0.0219 | 0.02122 | 0.020562 | 0.019923 | 0.019305 | 0.018706 | 0.018125
| 44BL | All void non-households - properties | Input (voids in each year) | 000's | 2 | 0.2008 | 0.19154 | 0.18712 | 0.18283 | 0.17868 | 0.17465 | 0.17075 | 0.16697 | 0.1633 | 0.15975 | 0.1563 | 0.15297 | 0.14973 | 0.1466 | 0.14357 | 0.14063 | 0.13778 | 0.13502 | 0.13234 | 0.12975 | 0.12724 | 0.12481 | 0.12246 | 0.12018 | 0.11797 | 0.11582 | 0.11375 | 0.11174 | 0.1098 | 0.10791 | 0.10609 | 0.10432 | 0.10261 | 0.10095
| 45BL | Total measured households - properties (excl void) | Pre-plan year = input. Forecast years = Previous year 45BL + sum(45.1BL:45.6BL) | 000's | 2 | 2.0098 | 2.1922 | 2.2982 | 2.4219 | 2.524 | 2.6097 | 2.6949 | 2.7763 | 2.8457 | 2.9124 | 2.9789 | 3.0466 | 3.1141 | 3.1809 | 3.2473 | 3.3139 | 3.3801 | 3.4458 | 3.5112 | 3.5766 | 3.6419 | 3.7079 | 3.7747 | 3.8423 | 3.9109 | 3.9809 | 4.0517 | 4.1236 | 4.1969 | 4.271 | 4.3448 | 4.4181 | 4.4909 | 4.5629
| 45.1BL | New build properties - properties | Input (new builds in each year) | 000's | 2 | 0.0058582 | 0.043554 | 0.05456 | 0.073293 | 0.052648 | 0.037277 | 0.037806 | 0.034838 | 0.023834 | 0.022096 | 0.022686 | 0.024906 | 0.025466 | 0.025582 | 0.026008 | 0.027076 | 0.027465 | 0.027694 | 0.028184 | 0.02889 | 0.029628 | 0.030929 | 0.032473 | 0.033944 | 0.035671 | 0.037691 | 0.039129 | 0.040945 | 0.042898 | 0.044295 | 0.044565 | 0.044725 | 0.044744 | 0.044507
| 45.2BL | Meter optants - properties | Input (meter optants in each year) | 000's | 2 | 0.050388 | 0.049187 | 0.048202 | 0.047236 | 0.04629 | 0.045362 | 0.044453 | 0.043562 | 0.04269 | 0.041834 | 0.040996 | 0.040175 | 0.03937 | 0.038581 | 0.037808 | 0.03705 | 0.036308 | 0.03558 | 0.034867 | 0.034169 | 0.033484 | 0.032813 | 0.032156 | 0.031511 | 0.03088 | 0.030261 | 0.029655 | 0.029061 | 0.028478 | 0.027908 | 0.027349 | 0.026801 | 0.026264 | 0.025737
| 45.3BL | Compulsory metering - properties | Input (compulsory meters in each year) | 000's | 2 | 0 | 0 | 0 | 0 | 0 | 0 | 0 | 0 | 0 | 0 | 0 | 0 | 0 | 0 | 0 | 0 | 0 | 0 | 0 | 0 | 0 | 0 | 0 | 0 | 0 | 0 | 0 | 0 | 0 | 0 | 0 | 0 | 0 | 0
| 45.4BL | Metering on change of occupancy - properties | Input (change of occupancy meters in each year) | 000's | 2 | 0 | 0 | 0 | 0 | 0 | 0 | 0 | 0 | 0 | 0 | 0 | 0 | 0 | 0 | 0 | 0 | 0 | 0 | 0 | 0 | 0 | 0 | 0 | 0 | 0 | 0 | 0 | 0 | 0 | 0 | 0 | 0 | 0 | 0
| 45.5BL | Selective metering - properties | Input (selective meters in each year) | 000's | 2 | 0 | 0 | 0 | 0 | 0 | 0 | 0 | 0 | 0 | 0 | 0 | 0 | 0 | 0 | 0 | 0 | 0 | 0 | 0 | 0 | 0 | 0 | 0 | 0 | 0 | 0 | 0 | 0 | 0 | 0 | 0 | 0 | 0 | 0
| 45.6BL | Other changes to existing metering - properties | Input (other changes to meters in each year) | 000's | 2 | 0.0019461 | 0.0033176 | 0.0032512 | 0.003186 | 0.0031222 | 0.0030596 | 0.0029983 | 0.0029382 | 0.0028794 | 0.0028217 | 0.0027651 | 0.0027097 | 0.0026554 | 0.0026022 | 0.0025501 | 0.002499 | 0.0024489 | 0.0023999 | 0.0023518 | 0.0023046 | 0.0022585 | 0.0022132 | 0.0021689 | 0.0021254 | 0.0020828 | 0.0020411 | 0.0020002 | 0.0019601 | 0.0019208 | 0.0018824 | 0.0018446 | 0.0018077 | 0.0017715 | 0.001736
| 45.7BL | Measured void households - properties | Input (voids in each year) | 000's | 2 | 0.055615 | 0.06211 | 0.064982 | 0.068317 | 0.071079 | 0.073408 | 0.075723 | 0.077932 | 0.079825 | 0.081646 | 0.083456 | 0.085299 | 0.087133 | 0.088945 | 0.090744 | 0.092549 | 0.094341 | 0.096117 | 0.097884 | 0.099649 | 0.10141 | 0.10319 | 0.10499 | 0.1068 | 0.10865 | 0.11053 | 0.11242 | 0.11435 | 0.11631 | 0.11829 | 0.12026 | 0.12222 | 0.12416 | 0.12609
| 46BL | Unmeasured households - properties (excl void) | Input (total) | 000's | 2 | 2.674 | 2.5679 | 2.5165 | 2.466 | 2.4166 | 2.3682 | 2.3208 | 2.2743 | 2.2287 | 2.184 | 2.1403 | 2.0974 | 2.0554 | 2.0142 | 1.9738 | 1.9343 | 1.8955 | 1.8575 | 1.8203 | 1.7838 | 1.7481 | 1.7131 | 1.6787 | 1.6451 | 1.6121 | 1.5798 | 1.5482 | 1.5172 | 1.4868 | 1.457 | 1.4278 | 1.3992 | 1.3711 | 1.3437
| 47BL | Unmeasured void households - properties | Input (voids in each year) | 000's | 2 | 0.12562 | 0.10921 | 0.10702 | 0.10488 | 0.10278 | 0.10072 | 0.098698 | 0.09672 | 0.094782 | 0.092883 | 0.091022 | 0.089198 | 0.087411 | 0.08566 | 0.083943 | 0.082261 | 0.080613 | 0.078998 | 0.077415 | 0.075864 | 0.074344 | 0.072854 | 0.071394 | 0.069964 | 0.068562 | 0.067188 | 0.065842 | 0.064523 | 0.06323 | 0.061963 | 0.060721 | 0.059505 | 0.058312 | 0.057144
| 48BL | Total Resource Zone Properties (incl voids) | SUM(42BL:45BL)+45.7BL+46BL+47BL | 000's | 2 | 5.7962 | 5.855 | 5.9065 | 5.9774 | 6.0272 | 6.0613 | 6.0961 | 6.1279 | 6.1485 | 6.1675 | 6.1871 | 6.2092 | 6.2319 | 6.2548 | 6.2783 | 6.3029 | 6.3281 | 6.3535 | 6.3796 | 6.4065 | 6.4342 | 6.4634 | 6.4942 | 6.5266 | 6.5609 | 6.5973 | 6.6352 | 6.6751 | 6.7171 | 6.7606 | 6.8044 | 6.8485 | 6.8926 | 6.9366
Customer: Population | 49BL | Measured Non Household - Population | Input (total) | 000's | 2 | 1.1157 | 1.1151 | 1.1149 | 1.1141 | 1.1142 | 1.1161 | 1.1173 | 1.1183 | 1.1198 | 1.1214 | 1.1231 | 1.125 | 1.1272 | 1.1291 | 1.1304 | 1.1343 | 1.1376 | 1.1395 | 1.1413 | 1.1428 | 1.1437 | 1.1445 | 1.1448 | 1.1447 | 1.1444 | 1.1441 | 1.1437 | 1.1433 | 1.1428 | 1.1424 | 1.1418 | 1.1411 | 1.1405 | 1.1398
| 50BL | Unmeasured Non Household - Population | Input (total) | 000's | 2 | 0 | 0 | 0 | 0 | 0 | 0 | 0 | 0 | 0 | 0 | 0 | 0 | 0 | 0 | 0 | 0 | 0 | 0 | 0 | 0 | 0 | 0 | 0 | 0 | 0 | 0 | 0 | 0 | 0 | 0 | 0 | 0 | 0 | 0
| 51BL | Measured Household - Population | Input (total) | 000's | 2 | 3.6418 | 4.0198 | 4.2522 | 4.4799 | 4.6735 | 4.8564 | 5.0383 | 5.2057 | 5.3625 | 5.5163 | 5.6703 | 5.8233 | 5.9742 | 6.1228 | 6.2699 | 6.4147 | 6.5572 | 6.6974 | 6.8353 | 6.9708 | 7.1044 | 7.2359 | 7.3652 | 7.4926 | 7.6184 | 7.7415 | 7.8633 | 7.9832 | 8.1009 | 8.2161 | 8.3299 | 8.4414 | 8.5508 | 8.6575
| 52BL | Unmeasured Household - Population | Input (total) | 000's | 2 | 6.8503 | 6.5851 | 6.4393 | 6.2779 | 6.1217 | 5.9758 | 5.833 | 5.6902 | 5.554 | 5.4214 | 5.2919 | 5.1644 | 5.0395 | 4.9174 | 4.7981 | 4.6812 | 4.5669 | 4.4554 | 4.3465 | 4.2401 | 4.1362 | 4.0347 | 3.9354 | 3.8384 | 3.7437 | 3.6512 | 3.5609 | 3.4729 | 3.387 | 3.3033 | 3.2219 | 3.1428 | 3.066 | 2.9915
| 53BL | Total Resource Zone Population | Sum(49BL:52BL) | 000's | 2 | 11.6078 | 11.72 | 11.8064 | 11.8718 | 11.9094 | 11.9483 | 11.9886 | 12.0142 | 12.0364 | 12.0591 | 12.0853 | 12.1128 | 12.141 | 12.1694 | 12.1984 | 12.2302 | 12.2617 | 12.2923 | 12.3232 | 12.3537 | 12.3844 | 12.4151 | 12.4454 | 12.4757 | 12.5065 | 12.5368 | 12.568 | 12.5994 | 12.6308 | 12.6617 | 12.6936 | 12.7254 | 12.7573 | 12.7887
Occupancy | 54BL | Measured Household - Occupancy Rate (average) (excl voids) | 51BL/45BL | h/prop | 1 | 1.812 | 1.8337 | 1.8503 | 1.8497 | 1.8517 | 1.8609 | 1.8696 | 1.8751 | 1.8845 | 1.8941 | 1.9035 | 1.9114 | 1.9184 | 1.9249 | 1.9308 | 1.9357 | 1.9399 | 1.9436 | 1.9467 | 1.949 | 1.9507 | 1.9515 | 1.9512 | 1.9501 | 1.948 | 1.9447 | 1.9408 | 1.9359 | 1.9302 | 1.9237 | 1.9172 | 1.9106 | 1.904 | 1.8974
| 55BL | Unmeasured Household - Occupancy Rate | 52BL/46BL | h/prop | 1 | 2.5618 | 2.5644 | 2.5589 | 2.5457 | 2.5332 | 2.5234 | 2.5134 | 2.502 | 2.4921 | 2.4823 | 2.4726 | 2.4623 | 2.4519 | 2.4414 | 2.4309 | 2.4201 | 2.4093 | 2.3986 | 2.3878 | 2.3769 | 2.3661 | 2.3552 | 2.3442 | 2.3332 | 2.3222 | 2.3111 | 2.3001 | 2.2891 | 2.2781 | 2.2672 | 2.2566 | 2.2462 | 2.2361 | 2.2263
Metering | 56BL | Total Household Metering penetration (excl. voids) | 45BL/45BL+46BL | % | 0 | 42.91% | 46.05% | 47.73% | 49.55% | 51.09% | 52.43% | 53.73% | 54.97% | 56.08% | 57.15% | 58.19% | 59.23% | 60.24% | 61.23% | 62.2% | 63.14% | 64.07% | 64.97% | 65.86% | 66.72% | 67.57% | 68.4% | 69.22% | 70.02% | 70.81% | 71.59% | 72.35% | 73.1% | 73.84% | 74.56% | 75.27% | 75.95% | 76.61% | 77.25%
| 57BL | Total Household Metering penetration (incl. voids) | 45BL/(45BL+45.7BL+46BL+47BL) | % | 0 | 41.31% | 44.45% | 46.09% | 47.85% | 49.35% | 50.65% | 51.92% | 53.13% | 54.21% | 55.25% | 56.27% | 57.28% | 58.27% | 59.24% | 60.18% | 61.11% | 62.01% | 62.9% | 63.76% | 64.61% | 65.43% | 66.25% | 67.05% | 67.83% | 68.61% | 69.37% | 70.12% | 70.86% | 71.58% | 72.29% | 72.98% | 73.65% | 74.3% | 74.93%
|  | Company: | Dŵr Cymru Welsh Water
|  | Resource Zone Name: | Brecon portis
|  | Resource Zone Number: | 8108
|  | Planning Scenario Name: | Dry Year Annual Average
|  | Chosen Level of Service: | 1 in 20

## 4. BL SDB
Table 4: Baseline supply demand balance
| Row ref | Component | Derivation | Unit | Decimal places | 2015-16 | For info 2017-18 | For info 2018-19 | For info 2019-20 | 2020-21 | 2021-22 | 2022-23 | 2023-24 | 2024-25 | 2025-26 | 2026-27 | 2027-28 | 2028-29 | 2029-30 | 2030-31 | 2031-32 | 2032-33 | 2033-34 | 2034-35 | 2035-36 | 2036-37 | 2037-38 | 2038-39 | 2039-40 | 2040-41 | 2041-42 | 2042-43 | 2043-44 | 2044-45 | 2045-46 | 2046-47 | 2047-48 | 2048-49 | 2049-50
SDB | 11BL | Distribution input | 19BL+20BL+21BL+22BL+32BL+33BL+38BL+39BL | Ml/d | 2 | 3.6363 | 3.7226 | 3.7291 | 3.7326 | 3.6909 | 3.6364 | 3.5876 | 3.5296 | 3.4803 | 3.4559 | 3.4211 | 3.3973 | 3.3689 | 3.3403 | 3.2947 | 3.2489 | 3.203 | 3.1571 | 3.1111 | 3.0773 | 3.0437 | 3.0101 | 2.9766 | 2.9433 | 2.9101 | 2.8771 | 2.8442 | 2.8115 | 2.7789 | 2.7464 | 2.7138 | 2.681 | 2.6482 | 2.6152
| 12BL | Water Available For Use (own sources) | (7BL+8BL)-(9BL+10BL) | Ml/d | 2 | 4.3764 | 4.2377 | 4.2377 | 4.2377 | 4.2377 | 4.2377 | 4.2377 | 4.2377 | 4.2377 | 4.2377 | 4.2377 | 4.2377 | 4.2377 | 4.2377 | 4.2377 | 4.2377 | 4.2377 | 4.2377 | 4.2377 | 4.2377 | 4.2377 | 4.2377 | 4.2377 | 4.2377 | 4.2377 | 4.2377 | 4.2377 | 4.2377 | 4.2377 | 4.2377 | 4.2377 | 4.2377 | 4.2377 | 4.2377
| 13BL | Total Water Available For Use | 12BL+(2BL+3BL)-(5BL+6BL) | Ml/d | 2 | 4.3764 | 4.2377 | 4.2377 | 4.2377 | 4.2377 | 4.2377 | 4.2377 | 4.2377 | 4.2377 | 4.2377 | 4.2377 | 4.2377 | 4.2377 | 4.2377 | 4.2377 | 4.2377 | 4.2377 | 4.2377 | 4.2377 | 4.2377 | 4.2377 | 4.2377 | 4.2377 | 4.2377 | 4.2377 | 4.2377 | 4.2377 | 4.2377 | 4.2377 | 4.2377 | 4.2377 | 4.2377 | 4.2377 | 4.2377
| 14BL | Target headroom (climate change component) | Input | Ml/d | 2 | 0.00050334 | 0.0010489 | 0.0015881 | 0.0021283 | 0.0026862 | 0.0032107 | 0.0037296 | 0.0042231 | 0.0047524 | 0.0042066 | 0.0045933 | 0.0050549 | 0.0053772 | 0.0057973 | 0.0049219 | 0.0051589 | 0.0054014 | 0.0056588 | 0.0059061 | 0.0049339 | 0.005079 | 0.0052579 | 0.0054214 | 0.0056048 | 0.0044991 | 0.0045938 | 0.0047564 | 0.0048351 | 0.0048571 | 0.0049321 | 0.0049513 | 0.0049095 | 0.0049978 | 0.0050498
| 15BL | Target headroom (All other components) | Input | Ml/d | 2 | 0.20117 | 0.20477 | 0.20625 | 0.20808 | 0.21445 | 0.21387 | 0.21636 | 0.21559 | 0.21422 | 0.17212 | 0.1731 | 0.17291 | 0.174 | 0.17676 | 0.14702 | 0.15638 | 0.16508 | 0.17655 | 0.18505 | 0.16133 | 0.1754 | 0.18665 | 0.19753 | 0.20599 | 0.19171 | 0.20201 | 0.21216 | 0.22423 | 0.23872 | 0.24605 | 0.25718 | 0.26882 | 0.28029 | 0.29255
| 16BL | Target Headroom | 14BL+15BL | Ml/d | 2 | 0.20167 | 0.20582 | 0.20784 | 0.2102 | 0.21713 | 0.21708 | 0.22009 | 0.21981 | 0.21897 | 0.17632 | 0.17769 | 0.17796 | 0.17937 | 0.18256 | 0.15194 | 0.16153 | 0.17048 | 0.18221 | 0.19095 | 0.16626 | 0.18048 | 0.19191 | 0.20295 | 0.21159 | 0.19621 | 0.20661 | 0.21692 | 0.22907 | 0.24358 | 0.25098 | 0.26213 | 0.27373 | 0.28529 | 0.2976
| 17BL | Available Headroom | 13BL-11BL | Ml/d | 2 | 0.74015 | 0.51515 | 0.50861 | 0.50506 | 0.54677 | 0.60127 | 0.65011 | 0.70806 | 0.75736 | 0.78177 | 0.81663 | 0.84041 | 0.86885 | 0.89741 | 0.94303 | 0.9888 | 1.0347 | 1.0806 | 1.1266 | 1.1604 | 1.194 | 1.2276 | 1.2611 | 1.2944 | 1.3276 | 1.3606 | 1.3935 | 1.4262 | 1.4588 | 1.4913 | 1.5239 | 1.5567 | 1.5895 | 1.6225
| 18BL | Supply Demand Balance | 17BL-16BL | Ml/d | 2 | 0.53848 | 0.30933 | 0.30077 | 0.29486 | 0.32963 | 0.3842 | 0.43001 | 0.48824 | 0.53839 | 0.60545 | 0.63894 | 0.66244 | 0.68948 | 0.71485 | 0.79108 | 0.82727 | 0.8642 | 0.89843 | 0.93568 | 0.99409 | 1.0135 | 1.0357 | 1.0581 | 1.0828 | 1.1314 | 1.154 | 1.1766 | 1.1971 | 1.2152 | 1.2403 | 1.2618 | 1.2829 | 1.3042 | 1.3249
|  | Company: | Dŵr Cymru Welsh Water
|  | Resource Zone Name: | Brecon portis
|  | Resource Zone Number: | 8108
|  | Planning Scenario Name: | Dry Year Annual Average
|  | Chosen Level of Service: | 1 in 20
README

## 5. Feasible Options
Table 5: Feasible options detailed costs | [18 empty] | ENTER DISCOUNT RATE % |  |  |  | 3.5% | 3.5% | 3.5% | 3.5% | 3.5% | 3.5% | 3.5% | 3.5% | 3.5% | 3.5% | 3.5% | 3.5% | 3.5% | 3.5% | 3.5% | 3.5% | 3.5% | 3.5% | 3.5% | 3.5% | 3.5% | 3.5% | 3.5% | 3.5% | 3.5% | 3.5% | 3.5% | 3.5% | 3.5% | 3% | 3% | 3% | 3% | 3% | 3% | 3% | 3% | 3% | 3% | 3% | 3% | 3% | 3% | 3% | 3% | 3% | 3% | 3% | 3% | 3% | 3% | 3% | 3% | 3% | 3% | 3% | 3% | 3% | 3% | 3% | 3% | 3% | 3% | 3% | 3% | 3% | 3% | 3% | 3% | 3% | 3% | 3% | 3% | 3% | 2.5% | 2.5% | 2.5% | 2.5% | 2.5% | 2.5% | 2.5% | 2.5% | 2.5% | 2.5% | 2.5% | 2.5% | 2.5% | 2.5% | 2.5% | 2.5% | 2.5% | 2.5% | 2.5% | 2.5% | 2.5% | 2.5% | 2.5% | 2.5% | 2.5% | 2.5% | 2.5% | 2.5% | 2.5%
Detail the gains in WAFU / savings in demand, and the costs of feasible options under capacity use scenario | [18 empty] | ENTER DISCOUNT PERIOD (YRS) | 80 |  | 1 | 0.96618 | 0.93351 | 0.90194 | 0.87144 | 0.84197 | 0.8135 | 0.78599 | 0.75941 | 0.73373 | 0.70892 | 0.68495 | 0.66178 | 0.6394 | 0.61778 | 0.59689 | 0.57671 | 0.5572 | 0.53836 | 0.52016 | 0.50257 | 0.48557 | 0.46915 | 0.45329 | 0.43796 | 0.42315 | 0.40884 | 0.39501 | 0.38165 | 0.36875 | 0.35801 | 0.34758 | 0.33746 | 0.32763 | 0.31809 | 0.30882 | 0.29983 | 0.29109 | 0.28261 | 0.27438 | 0.26639 | 0.25863 | 0.2511 | 0.24379 | 0.23669 | 0.22979 | 0.2231 | 0.2166 | 0.21029 | 0.20417 | 0.19822 | 0.19245 | 0.18684 | 0.1814 | 0.17612 | 0.17099 | 0.16601 | 0.16117 | 0.15648 | 0.15192 | 0.14749 | 0.1432 | 0.13903 | 0.13498 | 0.13105 | 0.12723 | 0.12352 | 0.11993 | 0.11643 | 0.11304 | 0.10975 | 0.10655 | 0.10345 | 0.10044 | 0.097511 | 0.095133 | 0.092813 | 0.090549 | 0.08834 | 0.086186 | Note: If option costs are required from beyond year 80 then the NPV calculation formula must be amended manually to cover the extended period
[22 empty] | 1 | 2 | 3 | 4 | 5 | 6 | 7 | 8 | 9 | 10 | 11 | 12 | 13 | 14 | 15 | 16 | 17 | 18 | 19 | 20 | 21 | 22 | 23 | 24 | 25 | 26 | 27 | 28 | 29 | 30 | 31 | 32 | 33 | 34 | 35 | 36 | 37 | 38 | 39 | 40 | 41 | 42 | 43 | 44 | 45 | 46 | 47 | 48 | 49 | 50 | 51 | 52 | 53 | 54 | 55 | 56 | 57 | 58 | 59 | 60 | 61 | 62 | 63 | 64 | 65 | 66 | 67 | 68 | 69 | 70 | 71 | 72 | 73 | 74 | 75 | 76 | 77 | 78 | 79 | 80 | 81 | 82 | 83 | 84 | 85 | 86 | 87 | 88 | 89 | 90 | 91 | 92 | 93 | 94 | 95 | 96 | 97 | 98 | 99 | 100 | 101 | 102 | 103 | 104
Row ref | Option name | Option reference no. | Type of option | Preferred Option (Y/N) | Earliest potential option start date (Year) | Costs based on capacity | WAFU on full implementation (Ml/d) | NPV of WAFU (Ml) | CAPEX NPV (£000) | OPEX NPV (£000) | NPV of opex savings (£000) | NPV of carbon (£000) | Social & Env. NPV (£000) | TOTAL NPV (£000) | AIC (p/m3) | AISC (p/m3) | Scope confidence (score 1 to 5) | Cost confidence (score 1 to 5) | Cost component | Derivation | Unit | Year 1 | Year 2 | Year 3 | Year 4 | Year 5 | Year 6 | Year 7 | Year 8 | Year 9 | Year 10 | Year 11 | Year 12 | Year 13 | Year 14 | Year 15 | Year 16 | Year 17 | Year 18 | Year 19 | Year 20 | Year 21 | Year 22 | Year 23 | Year 24 | Year 25 | Year 26 | Year 27 | Year 28 | Year 29 | Year 30 | Year 31 | Year 32 | Year 33 | Year 34 | Year 35 | Year 36 | Year 37 | Year 38 | Year 39 | Year 40 | Year 41 | Year 42 | Year 43 | Year 44 | Year 45 | Year 46 | Year 47 | Year 48 | Year 49 | Year 50 | Year 51 | Year 52 | Year 53 | Year 54 | Year 55 | Year 56 | Year 57 | Year 58 | Year 59 | Year 60 | Year 61 | Year 62 | Year 63 | Year 64 | Year 65 | Year 66 | Year 67 | Year 68 | Year 69 | Year 70 | Year 71 | Year 72 | Year 73 | Year 74 | Year 75 | Year 76 | Year 77 | Year 78 | Year 79 | Year 80 | Year 81 | Year 82 | Year 83 | Year 84 | Year 85 | Year 86 | Year 87 | Year 88 | Year 89 | Year 90 | Year 91 | Year 92 | Year 93 | Year 94 | Year 95 | Year 96 | Year 97 | Year 98 | Year 99 | Year 100 | Year 101 | Year 102 | Year 103 | Year 104
58a | RESOURCE SIDE | bar: 1 Year 1 to 80 Year 80
58.1a | Options to increase raw water abstractions | [17 empty] | Total Mld for SDB component |  |  | 0 | 0 | 0 | 0 | 0 | 0 | 0 | 0 | 0 | 0 | 0 | 0 | 0 | 0 | 0 | 0 | 0 | 0 | 0 | 0 | 0 | 0 | 0 | 0 | 0 | 0 | 0 | 0 | 0 | 0 | 0 | 0 | 0 | 0 | 0 | 0 | 0 | 0 | 0 | 0 | 0 | 0 | 0 | 0 | 0 | 0 | 0 | 0 | 0 | 0 | 0 | 0 | 0 | 0 | 0 | 0 | 0 | 0 | 0 | 0 | 0 | 0 | 0 | 0 | 0 | 0 | 0 | 0 | 0 | 0 | 0 | 0 | 0 | 0 | 0 | 0 | 0 | 0 | 0 | 0 | 0 | 0 | 0 | 0 | 0 | 0 | 0 | 0 | 0 | 0 | 0 | 0 | 0 | 0 | 0 | 0 | 0 | 0 | 0 | 0 | 0 | 0 | 0 | 0
58.1x | [5 empty] | Capacity | 0 | 0 | 0 | 0 | 0 | 0 | 0 | 0 | #DIV/0! | #DIV/0! |  |  | Gains in WAFU / Savings in demand | Input | Ml/d | 81 Year 81: 0; 82 Year 82: 0; 83 Year 83: 0; 84 Year 84: 0; 85 Year 85: 0; 86 Year 86: 0; 87 Year 87: 0; 88 Year 88: 0; 89 Year 89: 0; 90 Year 90: 0; 91 Year 91: 0; 92 Year 92: 0; 93 Year 93: 0; 94 Year 94: 0; 95 Year 95: 0; 96 Year 96: 0; 97 Year 97: 0; 98 Year 98: 0; 99 Year 99: 0; 100 Year 100: 0; 101 Year 101: 0; 102 Year 102: 0; 103 Year 103: 0; 104 Year 104: 0
[19 empty] | Fixed capex | Input | £000s | 81 Year 81: 0; 82 Year 82: 0; 83 Year 83: 0; 84 Year 84: 0; 85 Year 85: 0; 86 Year 86: 0; 87 Year 87: 0; 88 Year 88: 0; 89 Year 89: 0; 90 Year 90: 0; 91 Year 91: 0; 92 Year 92: 0; 93 Year 93: 0; 94 Year 94: 0; 95 Year 95: 0; 96 Year 96: 0; 97 Year 97: 0; 98 Year 98: 0; 99 Year 99: 0; 100 Year 100: 0; 101 Year 101: 0; 102 Year 102: 0; 103 Year 103: 0; 104 Year 104: 0
[19 empty] | Variable capex | Input | £000s | 81 Year 81: 0; 82 Year 82: 0; 83 Year 83: 0; 84 Year 84: 0; 85 Year 85: 0; 86 Year 86: 0; 87 Year 87: 0; 88 Year 88: 0; 89 Year 89: 0; 90 Year 90: 0; 91 Year 91: 0; 92 Year 92: 0; 93 Year 93: 0; 94 Year 94: 0; 95 Year 95: 0; 96 Year 96: 0; 97 Year 97: 0; 98 Year 98: 0; 99 Year 99: 0; 100 Year 100: 0; 101 Year 101: 0; 102 Year 102: 0; 103 Year 103: 0; 104 Year 104: 0
[19 empty] | Financing costs | Input | £000s
[19 empty] | Fixed opex | Input | £000s | 81 Year 81: 0; 82 Year 82: 0; 83 Year 83: 0; 84 Year 84: 0; 85 Year 85: 0; 86 Year 86: 0; 87 Year 87: 0; 88 Year 88: 0; 89 Year 89: 0; 90 Year 90: 0; 91 Year 91: 0; 92 Year 92: 0; 93 Year 93: 0; 94 Year 94: 0; 95 Year 95: 0; 96 Year 96: 0; 97 Year 97: 0; 98 Year 98: 0; 99 Year 99: 0; 100 Year 100: 0; 101 Year 101: 0; 102 Year 102: 0; 103 Year 103: 0; 104 Year 104: 0
[19 empty] | Variable opex | Input | £000s | 81 Year 81: 0; 82 Year 82: 0; 83 Year 83: 0; 84 Year 84: 0; 85 Year 85: 0; 86 Year 86: 0; 87 Year 87: 0; 88 Year 88: 0; 89 Year 89: 0; 90 Year 90: 0; 91 Year 91: 0; 92 Year 92: 0; 93 Year 93: 0; 94 Year 94: 0; 95 Year 95: 0; 96 Year 96: 0; 97 Year 97: 0; 98 Year 98: 0; 99 Year 99: 0; 100 Year 100: 0; 101 Year 101: 0; 102 Year 102: 0; 103 Year 103: 0; 104 Year 104: 0
| NO DEFICIT | [17 empty] | Opex savings | Input | £000s | 81 Year 81: 0; 82 Year 82: 0; 83 Year 83: 0; 84 Year 84: 0; 85 Year 85: 0; 86 Year 86: 0; 87 Year 87: 0; 88 Year 88: 0; 89 Year 89: 0; 90 Year 90: 0; 91 Year 91: 0; 92 Year 92: 0; 93 Year 93: 0; 94 Year 94: 0; 95 Year 95: 0; 96 Year 96: 0; 97 Year 97: 0; 98 Year 98: 0; 99 Year 99: 0; 100 Year 100: 0; 101 Year 101: 0; 102 Year 102: 0; 103 Year 103: 0; 104 Year 104: 0
[19 empty] | Fixed env & social | Input | £000s | 81 Year 81: 0; 82 Year 82: 0; 83 Year 83: 0; 84 Year 84: 0; 85 Year 85: 0; 86 Year 86: 0; 87 Year 87: 0; 88 Year 88: 0; 89 Year 89: 0; 90 Year 90: 0; 91 Year 91: 0; 92 Year 92: 0; 93 Year 93: 0; 94 Year 94: 0; 95 Year 95: 0; 96 Year 96: 0; 97 Year 97: 0; 98 Year 98: 0; 99 Year 99: 0; 100 Year 100: 0; 101 Year 101: 0; 102 Year 102: 0; 103 Year 103: 0; 104 Year 104: 0
[19 empty] | Variable env & social | Input | £000s | 81 Year 81: 0; 82 Year 82: 0; 83 Year 83: 0; 84 Year 84: 0; 85 Year 85: 0; 86 Year 86: 0; 87 Year 87: 0; 88 Year 88: 0; 89 Year 89: 0; 90 Year 90: 0; 91 Year 91: 0; 92 Year 92: 0; 93 Year 93: 0; 94 Year 94: 0; 95 Year 95: 0; 96 Year 96: 0; 97 Year 97: 0; 98 Year 98: 0; 99 Year 99: 0; 100 Year 100: 0; 101 Year 101: 0; 102 Year 102: 0; 103 Year 103: 0; 104 Year 104: 0
[19 empty] | Fixed carbon costs | Input | £000s | 81 Year 81: 0; 82 Year 82: 0; 83 Year 83: 0; 84 Year 84: 0; 85 Year 85: 0; 86 Year 86: 0; 87 Year 87: 0; 88 Year 88: 0; 89 Year 89: 0; 90 Year 90: 0; 91 Year 91: 0; 92 Year 92: 0; 93 Year 93: 0; 94 Year 94: 0; 95 Year 95: 0; 96 Year 96: 0; 97 Year 97: 0; 98 Year 98: 0; 99 Year 99: 0; 100 Year 100: 0; 101 Year 101: 0; 102 Year 102: 0; 103 Year 103: 0; 104 Year 104: 0
[19 empty] | Variable carbon costs | Input | £000s | 81 Year 81: 0; 82 Year 82: 0; 83 Year 83: 0; 84 Year 84: 0; 85 Year 85: 0; 86 Year 86: 0; 87 Year 87: 0; 88 Year 88: 0; 89 Year 89: 0; 90 Year 90: 0; 91 Year 91: 0; 92 Year 92: 0; 93 Year 93: 0; 94 Year 94: 0; 95 Year 95: 0; 96 Year 96: 0; 97 Year 97: 0; 98 Year 98: 0; 99 Year 99: 0; 100 Year 100: 0; 101 Year 101: 0; 102 Year 102: 0; 103 Year 103: 0; 104 Year 104: 0
[19 empty] | Customer willingness to pay | Input | £000s | 81 Year 81: 0; 82 Year 82: 0; 83 Year 83: 0; 84 Year 84: 0; 85 Year 85: 0; 86 Year 86: 0; 87 Year 87: 0; 88 Year 88: 0; 89 Year 89: 0; 90 Year 90: 0; 91 Year 91: 0; 92 Year 92: 0; 93 Year 93: 0; 94 Year 94: 0; 95 Year 95: 0; 96 Year 96: 0; 97 Year 97: 0; 98 Year 98: 0; 99 Year 99: 0; 100 Year 100: 0; 101 Year 101: 0; 102 Year 102: 0; 103 Year 103: 0; 104 Year 104: 0
[19 empty] | Total | Sum of above (excl WAFU) | £000s | 0 | 0 | 0 | 0 | 0 | 0 | 0 | 0 | 0 | 0 | 0 | 0 | 0 | 0 | 0 | 0 | 0 | 0 | 0 | 0 | 0 | 0 | 0 | 0 | 0 | 0 | 0 | 0 | 0 | 0 | 0 | 0 | 0 | 0 | 0 | 0 | 0 | 0 | 0 | 0 | 0 | 0 | 0 | 0 | 0 | 0 | 0 | 0 | 0 | 0 | 0 | 0 | 0 | 0 | 0 | 0 | 0 | 0 | 0 | 0 | 0 | 0 | 0 | 0 | 0 | 0 | 0 | 0 | 0 | 0 | 0 | 0 | 0 | 0 | 0 | 0 | 0 | 0 | 0 | 0 | 0 | 0 | 0 | 0 | 0 | 0 | 0 | 0 | 0 | 0 | 0 | 0 | 0 | 0 | 0 | 0 | 0 | 0 | 0 | 0 | 0 | 0 | 0 | 0
58.2a | Options to increase raw imports | [20 empty] | 0 | 0 | 0 | 0 | 0 | 0 | 0 | 0 | 0 | 0 | 0 | 0 | 0 | 0 | 0 | 0 | 0 | 0 | 0 | 0 | 0 | 0 | 0 | 0 | 0 | 0 | 0 | 0 | 0 | 0 | 0 | 0 | 0 | 0 | 0 | 0 | 0 | 0 | 0 | 0 | 0 | 0 | 0 | 0 | 0 | 0 | 0 | 0 | 0 | 0 | 0 | 0 | 0 | 0 | 0 | 0 | 0 | 0 | 0 | 0 | 0 | 0 | 0 | 0 | 0 | 0 | 0 | 0 | 0 | 0 | 0 | 0 | 0 | 0 | 0 | 0 | 0 | 0 | 0 | 0 | 0 | 0 | 0 | 0 | 0 | 0 | 0 | 0 | 0 | 0 | 0 | 0 | 0 | 0 | 0 | 0 | 0 | 0 | 0 | 0 | 0 | 0 | 0 | 0
58.3a | Options to increase potable imports | [20 empty] | 0 | 0 | 0 | 0 | 0 | 0 | 0 | 0 | 0 | 0 | 0 | 0 | 0 | 0 | 0 | 0 | 0 | 0 | 0 | 0 | 0 | 0 | 0 | 0 | 0 | 0 | 0 | 0 | 0 | 0 | 0 | 0 | 0 | 0 | 0 | 0 | 0 | 0 | 0 | 0 | 0 | 0 | 0 | 0 | 0 | 0 | 0 | 0 | 0 | 0 | 0 | 0 | 0 | 0 | 0 | 0 | 0 | 0 | 0 | 0 | 0 | 0 | 0 | 0 | 0 | 0 | 0 | 0 | 0 | 0 | 0 | 0 | 0 | 0 | 0 | 0 | 0 | 0 | 0 | 0 | 0 | 0 | 0 | 0 | 0 | 0 | 0 | 0 | 0 | 0 | 0 | 0 | 0 | 0 | 0 | 0 | 0 | 0 | 0 | 0 | 0 | 0 | 0 | 0
58.4a | Options to reduce raw water losses and operational use | [20 empty] | 0 | 0 | 0 | 0 | 0 | 0 | 0 | 0 | 0 | 0 | 0 | 0 | 0 | 0 | 0 | 0 | 0 | 0 | 0 | 0 | 0 | 0 | 0 | 0 | 0 | 0 | 0 | 0 | 0 | 0 | 0 | 0 | 0 | 0 | 0 | 0 | 0 | 0 | 0 | 0 | 0 | 0 | 0 | 0 | 0 | 0 | 0 | 0 | 0 | 0 | 0 | 0 | 0 | 0 | 0 | 0 | 0 | 0 | 0 | 0 | 0 | 0 | 0 | 0 | 0 | 0 | 0 | 0 | 0 | 0 | 0 | 0 | 0 | 0 | 0 | 0 | 0 | 0 | 0 | 0 | 0 | 0 | 0 | 0 | 0 | 0 | 0 | 0 | 0 | 0 | 0 | 0 | 0 | 0 | 0 | 0 | 0 | 0 | 0 | 0 | 0 | 0 | 0 | 0
58.5a | Options to reduce raw water exports | [20 empty] | 0 | 0 | 0 | 0 | 0 | 0 | 0 | 0 | 0 | 0 | 0 | 0 | 0 | 0 | 0 | 0 | 0 | 0 | 0 | 0 | 0 | 0 | 0 | 0 | 0 | 0 | 0 | 0 | 0 | 0 | 0 | 0 | 0 | 0 | 0 | 0 | 0 | 0 | 0 | 0 | 0 | 0 | 0 | 0 | 0 | 0 | 0 | 0 | 0 | 0 | 0 | 0 | 0 | 0 | 0 | 0 | 0 | 0 | 0 | 0 | 0 | 0 | 0 | 0 | 0 | 0 | 0 | 0 | 0 | 0 | 0 | 0 | 0 | 0 | 0 | 0 | 0 | 0 | 0 | 0 | 0 | 0 | 0 | 0 | 0 | 0 | 0 | 0 | 0 | 0 | 0 | 0 | 0 | 0 | 0 | 0 | 0 | 0 | 0 | 0 | 0 | 0 | 0 | 0
58.6a | Options to reduce potable water exports | [20 empty] | 0 | 0 | 0 | 0 | 0 | 0 | 0 | 0 | 0 | 0 | 0 | 0 | 0 | 0 | 0 | 0 | 0 | 0 | 0 | 0 | 0 | 0 | 0 | 0 | 0 | 0 | 0 | 0 | 0 | 0 | 0 | 0 | 0 | 0 | 0 | 0 | 0 | 0 | 0 | 0 | 0 | 0 | 0 | 0 | 0 | 0 | 0 | 0 | 0 | 0 | 0 | 0 | 0 | 0 | 0 | 0 | 0 | 0 | 0 | 0 | 0 | 0 | 0 | 0 | 0 | 0 | 0 | 0 | 0 | 0 | 0 | 0 | 0 | 0 | 0 | 0 | 0 | 0 | 0 | 0 | 0 | 0 | 0 | 0 | 0 | 0 | 0 | 0 | 0 | 0 | 0 | 0 | 0 | 0 | 0 | 0 | 0 | 0 | 0 | 0 | 0 | 0 | 0 | 0
58.7a | Other options to increase Deployable Output | [20 empty] | 0 | 0 | 0 | 0 | 0 | 0 | 0 | 0 | 0 | 0 | 0 | 0 | 0 | 0 | 0 | 0 | 0 | 0 | 0 | 0 | 0 | 0 | 0 | 0 | 0 | 0 | 0 | 0 | 0 | 0 | 0 | 0 | 0 | 0 | 0 | 0 | 0 | 0 | 0 | 0 | 0 | 0 | 0 | 0 | 0 | 0 | 0 | 0 | 0 | 0 | 0 | 0 | 0 | 0 | 0 | 0 | 0 | 0 | 0 | 0 | 0 | 0 | 0 | 0 | 0 | 0 | 0 | 0 | 0 | 0 | 0 | 0 | 0 | 0 | 0 | 0 | 0 | 0 | 0 | 0 | 0 | 0 | 0 | 0 | 0 | 0 | 0 | 0 | 0 | 0 | 0 | 0 | 0 | 0 | 0 | 0 | 0 | 0 | 0 | 0 | 0 | 0 | 0 | 0
59a | DISTRIBUTION SIDE | bar: 1 Year 1 to 80 Year 80
59.1a | Options to reduce Distribution Losses | [20 empty] | 0 | 0 | 0 | 0 | 0 | 0 | 0 | 0 | 0 | 0 | 0 | 0 | 0 | 0 | 0 | 0 | 0 | 0 | 0 | 0 | 0 | 0 | 0 | 0 | 0 | 0 | 0 | 0 | 0 | 0 | 0 | 0 | 0 | 0 | 0 | 0 | 0 | 0 | 0 | 0 | 0 | 0 | 0 | 0 | 0 | 0 | 0 | 0 | 0 | 0 | 0 | 0 | 0 | 0 | 0 | 0 | 0 | 0 | 0 | 0 | 0 | 0 | 0 | 0 | 0 | 0 | 0 | 0 | 0 | 0 | 0 | 0 | 0 | 0 | 0 | 0 | 0 | 0 | 0 | 0 | 0 | 0 | 0 | 0 | 0 | 0 | 0 | 0 | 0 | 0 | 0 | 0 | 0 | 0 | 0 | 0 | 0 | 0 | 0 | 0 | 0 | 0 | 0 | 0
59.2a | Options to reduce Distribution System Operating Use (DSOU) losses | [20 empty] | 0 | 0 | 0 | 0 | 0 | 0 | 0 | 0 | 0 | 0 | 0 | 0 | 0 | 0 | 0 | 0 | 0 | 0 | 0 | 0 | 0 | 0 | 0 | 0 | 0 | 0 | 0 | 0 | 0 | 0 | 0 | 0 | 0 | 0 | 0 | 0 | 0 | 0 | 0 | 0 | 0 | 0 | 0 | 0 | 0 | 0 | 0 | 0 | 0 | 0 | 0 | 0 | 0 | 0 | 0 | 0 | 0 | 0 | 0 | 0 | 0 | 0 | 0 | 0 | 0 | 0 | 0 | 0 | 0 | 0 | 0 | 0 | 0 | 0 | 0 | 0 | 0 | 0 | 0 | 0 | 0 | 0 | 0 | 0 | 0 | 0 | 0 | 0 | 0 | 0 | 0 | 0 | 0 | 0 | 0 | 0 | 0 | 0 | 0 | 0 | 0 | 0 | 0 | 0
60a | PRODUCTION SIDE | bar: 1 Year 1 to 80 Year 80
60.1a | Options to reduce treatment works losses | [20 empty] | 0 | 0 | 0 | 0 | 0 | 0 | 0 | 0 | 0 | 0 | 0 | 0 | 0 | 0 | 0 | 0 | 0 | 0 | 0 | 0 | 0 | 0 | 0 | 0 | 0 | 0 | 0 | 0 | 0 | 0 | 0 | 0 | 0 | 0 | 0 | 0 | 0 | 0 | 0 | 0 | 0 | 0 | 0 | 0 | 0 | 0 | 0 | 0 | 0 | 0 | 0 | 0 | 0 | 0 | 0 | 0 | 0 | 0 | 0 | 0 | 0 | 0 | 0 | 0 | 0 | 0 | 0 | 0 | 0 | 0 | 0 | 0 | 0 | 0 | 0 | 0 | 0 | 0 | 0 | 0 | 0 | 0 | 0 | 0 | 0 | 0 | 0 | 0 | 0 | 0 | 0 | 0 | 0 | 0 | 0 | 0 | 0 | 0 | 0 | 0 | 0 | 0 | 0 | 0
60.2a | Options to reduce outage | [20 empty] | 0 | 0 | 0 | 0 | 0 | 0 | 0 | 0 | 0 | 0 | 0 | 0 | 0 | 0 | 0 | 0 | 0 | 0 | 0 | 0 | 0 | 0 | 0 | 0 | 0 | 0 | 0 | 0 | 0 | 0 | 0 | 0 | 0 | 0 | 0 | 0 | 0 | 0 | 0 | 0 | 0 | 0 | 0 | 0 | 0 | 0 | 0 | 0 | 0 | 0 | 0 | 0 | 0 | 0 | 0 | 0 | 0 | 0 | 0 | 0 | 0 | 0 | 0 | 0 | 0 | 0 | 0 | 0 | 0 | 0 | 0 | 0 | 0 | 0 | 0 | 0 | 0 | 0 | 0 | 0 | 0 | 0 | 0 | 0 | 0 | 0 | 0 | 0 | 0 | 0 | 0 | 0 | 0 | 0 | 0 | 0 | 0 | 0 | 0 | 0 | 0 | 0 | 0 | 0
61a | CUSTOMER SIDE | bar: 1 Year 1 to 80 Year 80
61.1a | Options to change volume delivered to measured non households | [20 empty] | 0 | 0 | 0 | 0 | 0 | 0 | 0 | 0 | 0 | 0 | 0 | 0 | 0 | 0 | 0 | 0 | 0 | 0 | 0 | 0 | 0 | 0 | 0 | 0 | 0 | 0 | 0 | 0 | 0 | 0 | 0 | 0 | 0 | 0 | 0 | 0 | 0 | 0 | 0 | 0 | 0 | 0 | 0 | 0 | 0 | 0 | 0 | 0 | 0 | 0 | 0 | 0 | 0 | 0 | 0 | 0 | 0 | 0 | 0 | 0 | 0 | 0 | 0 | 0 | 0 | 0 | 0 | 0 | 0 | 0 | 0 | 0 | 0 | 0 | 0 | 0 | 0 | 0 | 0 | 0 | 0 | 0 | 0 | 0 | 0 | 0 | 0 | 0 | 0 | 0 | 0 | 0 | 0 | 0 | 0 | 0 | 0 | 0 | 0 | 0 | 0 | 0 | 0 | 0
61.2a | Options to change volume delivered to unmeasured non households | [20 empty] | 0 | 0 | 0 | 0 | 0 | 0 | 0 | 0 | 0 | 0 | 0 | 0 | 0 | 0 | 0 | 0 | 0 | 0 | 0 | 0 | 0 | 0 | 0 | 0 | 0 | 0 | 0 | 0 | 0 | 0 | 0 | 0 | 0 | 0 | 0 | 0 | 0 | 0 | 0 | 0 | 0 | 0 | 0 | 0 | 0 | 0 | 0 | 0 | 0 | 0 | 0 | 0 | 0 | 0 | 0 | 0 | 0 | 0 | 0 | 0 | 0 | 0 | 0 | 0 | 0 | 0 | 0 | 0 | 0 | 0 | 0 | 0 | 0 | 0 | 0 | 0 | 0 | 0 | 0 | 0 | 0 | 0 | 0 | 0 | 0 | 0 | 0 | 0 | 0 | 0 | 0 | 0 | 0 | 0 | 0 | 0 | 0 | 0 | 0 | 0 | 0 | 0 | 0 | 0
61.3a | Options to change volume delivered to measured households | [20 empty] | 0 | 0 | 0 | 0 | 0 | 0 | 0 | 0 | 0 | 0 | 0 | 0 | 0 | 0 | 0 | 0 | 0 | 0 | 0 | 0 | 0 | 0 | 0 | 0 | 0 | 0 | 0 | 0 | 0 | 0 | 0 | 0 | 0 | 0 | 0 | 0 | 0 | 0 | 0 | 0 | 0 | 0 | 0 | 0 | 0 | 0 | 0 | 0 | 0 | 0 | 0 | 0 | 0 | 0 | 0 | 0 | 0 | 0 | 0 | 0 | 0 | 0 | 0 | 0 | 0 | 0 | 0 | 0 | 0 | 0 | 0 | 0 | 0 | 0 | 0 | 0 | 0 | 0 | 0 | 0 | 0 | 0 | 0 | 0 | 0 | 0 | 0 | 0 | 0 | 0 | 0 | 0 | 0 | 0 | 0 | 0 | 0 | 0 | 0 | 0 | 0 | 0 | 0 | 0
61.4a | Options to change volume delivered to unmeasured households | [20 empty] | 0 | 0 | 0 | 0 | 0 | 0 | 0 | 0 | 0 | 0 | 0 | 0 | 0 | 0 | 0 | 0 | 0 | 0 | 0 | 0 | 0 | 0 | 0 | 0 | 0 | 0 | 0 | 0 | 0 | 0 | 0 | 0 | 0 | 0 | 0 | 0 | 0 | 0 | 0 | 0 | 0 | 0 | 0 | 0 | 0 | 0 | 0 | 0 | 0 | 0 | 0 | 0 | 0 | 0 | 0 | 0 | 0 | 0 | 0 | 0 | 0 | 0 | 0 | 0 | 0 | 0 | 0 | 0 | 0 | 0 | 0 | 0 | 0 | 0 | 0 | 0 | 0 | 0 | 0 | 0 | 0 | 0 | 0 | 0 | 0 | 0 | 0 | 0 | 0 | 0 | 0 | 0 | 0 | 0 | 0 | 0 | 0 | 0 | 0 | 0 | 0 | 0 | 0 | 0
61.5a | Options to reduce water taken unbilled | [20 empty] | 0 | 0 | 0 | 0 | 0 | 0 | 0 | 0 | 0 | 0 | 0 | 0 | 0 | 0 | 0 | 0 | 0 | 0 | 0 | 0 | 0 | 0 | 0 | 0 | 0 | 0 | 0 | 0 | 0 | 0 | 0 | 0 | 0 | 0 | 0 | 0 | 0 | 0 | 0 | 0 | 0 | 0 | 0 | 0 | 0 | 0 | 0 | 0 | 0 | 0 | 0 | 0 | 0 | 0 | 0 | 0 | 0 | 0 | 0 | 0 | 0 | 0 | 0 | 0 | 0 | 0 | 0 | 0 | 0 | 0 | 0 | 0 | 0 | 0 | 0 | 0 | 0 | 0 | 0 | 0 | 0 | 0 | 0 | 0 | 0 | 0 | 0 | 0 | 0 | 0 | 0 | 0 | 0 | 0 | 0 | 0 | 0 | 0 | 0 | 0 | 0 | 0 | 0 | 0
61.6a | Options impacting on measured Non Household - USPL | [20 empty] | 0 | 0 | 0 | 0 | 0 | 0 | 0 | 0 | 0 | 0 | 0 | 0 | 0 | 0 | 0 | 0 | 0 | 0 | 0 | 0 | 0 | 0 | 0 | 0 | 0 | 0 | 0 | 0 | 0 | 0 | 0 | 0 | 0 | 0 | 0 | 0 | 0 | 0 | 0 | 0 | 0 | 0 | 0 | 0 | 0 | 0 | 0 | 0 | 0 | 0 | 0 | 0 | 0 | 0 | 0 | 0 | 0 | 0 | 0 | 0 | 0 | 0 | 0 | 0 | 0 | 0 | 0 | 0 | 0 | 0 | 0 | 0 | 0 | 0 | 0 | 0 | 0 | 0 | 0 | 0 | 0 | 0 | 0 | 0 | 0 | 0 | 0 | 0 | 0 | 0 | 0 | 0 | 0 | 0 | 0 | 0 | 0 | 0 | 0 | 0 | 0 | 0 | 0 | 0
61.7a | Options impacting on unmeasured Non Household - USPL | [20 empty] | 0 | 0 | 0 | 0 | 0 | 0 | 0 | 0 | 0 | 0 | 0 | 0 | 0 | 0 | 0 | 0 | 0 | 0 | 0 | 0 | 0 | 0 | 0 | 0 | 0 | 0 | 0 | 0 | 0 | 0 | 0 | 0 | 0 | 0 | 0 | 0 | 0 | 0 | 0 | 0 | 0 | 0 | 0 | 0 | 0 | 0 | 0 | 0 | 0 | 0 | 0 | 0 | 0 | 0 | 0 | 0 | 0 | 0 | 0 | 0 | 0 | 0 | 0 | 0 | 0 | 0 | 0 | 0 | 0 | 0 | 0 | 0 | 0 | 0 | 0 | 0 | 0 | 0 | 0 | 0 | 0 | 0 | 0 | 0 | 0 | 0 | 0 | 0 | 0 | 0 | 0 | 0 | 0 | 0 | 0 | 0 | 0 | 0 | 0 | 0 | 0 | 0 | 0 | 0
61.8a | Options impacting on measured Household - USPL | [20 empty] | 0 | 0 | 0 | 0 | 0 | 0 | 0 | 0 | 0 | 0 | 0 | 0 | 0 | 0 | 0 | 0 | 0 | 0 | 0 | 0 | 0 | 0 | 0 | 0 | 0 | 0 | 0 | 0 | 0 | 0 | 0 | 0 | 0 | 0 | 0 | 0 | 0 | 0 | 0 | 0 | 0 | 0 | 0 | 0 | 0 | 0 | 0 | 0 | 0 | 0 | 0 | 0 | 0 | 0 | 0 | 0 | 0 | 0 | 0 | 0 | 0 | 0 | 0 | 0 | 0 | 0 | 0 | 0 | 0 | 0 | 0 | 0 | 0 | 0 | 0 | 0 | 0 | 0 | 0 | 0 | 0 | 0 | 0 | 0 | 0 | 0 | 0 | 0 | 0 | 0 | 0 | 0 | 0 | 0 | 0 | 0 | 0 | 0 | 0 | 0 | 0 | 0 | 0 | 0
61.9a | Options impacting on unmeasured Household - USPL | [20 empty] | 0 | 0 | 0 | 0 | 0 | 0 | 0 | 0 | 0 | 0 | 0 | 0 | 0 | 0 | 0 | 0 | 0 | 0 | 0 | 0 | 0 | 0 | 0 | 0 | 0 | 0 | 0 | 0 | 0 | 0 | 0 | 0 | 0 | 0 | 0 | 0 | 0 | 0 | 0 | 0 | 0 | 0 | 0 | 0 | 0 | 0 | 0 | 0 | 0 | 0 | 0 | 0 | 0 | 0 | 0 | 0 | 0 | 0 | 0 | 0 | 0 | 0 | 0 | 0 | 0 | 0 | 0 | 0 | 0 | 0 | 0 | 0 | 0 | 0 | 0 | 0 | 0 | 0 | 0 | 0 | 0 | 0 | 0 | 0 | 0 | 0 | 0 | 0 | 0 | 0 | 0 | 0 | 0 | 0 | 0 | 0 | 0 | 0 | 0 | 0 | 0 | 0 | 0 | 0
61.10a | Options impacting on Void properties - USPL | [20 empty] | 0 | 0 | 0 | 0 | 0 | 0 | 0 | 0 | 0 | 0 | 0 | 0 | 0 | 0 | 0 | 0 | 0 | 0 | 0 | 0 | 0 | 0 | 0 | 0 | 0 | 0 | 0 | 0 | 0 | 0 | 0 | 0 | 0 | 0 | 0 | 0 | 0 | 0 | 0 | 0 | 0 | 0 | 0 | 0 | 0 | 0 | 0 | 0 | 0 | 0 | 0 | 0 | 0 | 0 | 0 | 0 | 0 | 0 | 0 | 0 | 0 | 0 | 0 | 0 | 0 | 0 | 0 | 0 | 0 | 0 | 0 | 0 | 0 | 0 | 0 | 0 | 0 | 0 | 0 | 0 | 0 | 0 | 0 | 0 | 0 | 0 | 0 | 0 | 0 | 0 | 0 | 0 | 0 | 0 | 0 | 0 | 0 | 0 | 0 | 0 | 0 | 0 | 0 | 0
RZCOSTSHERE
| Company: | Dŵr Cymru Welsh Water
| Resource Zone Name: | Brecon portis
| Resource Zone Number: | 8108
| Planning Scenario Name: | Dry Year Annual Average
| Chosen Level of Service: | 1 in 20
Start dates | Option Categories
2020-21 | Aquifer recharge
2021-22 | Bulk supply
2022-23 | Conjunctive use
2023-24 | Desalination
2024-25 | Effluent reuse
2025-26 | GW enhancement
2026-27 | GW new
2027-28 | Reservoir enlargement
2028-29 | New reservoir
2029-30 | SW enhancement
2030-31 | SW new
2031-32
2032-33
2033-34 | Active leakage management
2034-35 | Mains repair
2035-36 | Mains replacement (not trunk mains)
2036-37 | Pressure management
2037-38 | Other leakage control
2038-39 | Trunk mains renewal
2039-40 | Pumps
2040-41 | Service reservoir
2041-42
2042-43
2043-44 | Water treatment works loss recovery
2044-45 | Water treatment works capacity increase
Cistern displacement device
Household water audit
Commercial water audit
Customer education / awareness
Other water efficiency
Metering optants
Metering change of occupancy
Metering compulsory
Metering other selective
Supply pipe repairs / replacement
Outdoor water efficiency devices
Retrofitting indoor water efficiency devices
Alternative tariffs
Collaborative R&D
Note on DW1: Author: At year 126 this drops to 2%
Note on V2: The original formulae assumed 80 whatever number was put here. The formulae in this sheet will take account of the number.
Note on X2: Cells X2:CY2 contain a factor to calculate NPV based on variable discount rate - please do not adjust
Note on CY2: Formula can be copied across to the right if appraisal period extends beyond 80 years

## 6. Preferred (Scenario Yr)
Table 6: Preferred list of water management options
DRY YEAR PLANNED GAINS IN WAFU OR SAVINGS IN DEMAND (Ml/d) - TO BE COMPLETED FOR ALL PREFERRED OPTIONS (WAFU gains for each year are individual year gains and not cumulative gains)
Row Ref | Option Name [Insert / delete non-numbered lines to suit] | Option Reference No. | Unit | Decimal places | 2015-16 | For info 2017-18 | For info 2018-19 | For info 2019-20 | 2020-21 | 2021-22 | 2022-23 | 2023-24 | 2024-25 | 2025-26 | 2026-27 | 2027-28 | 2028-29 | 2029-30 | 2030-31 | 2031-32 | 2032-33 | 2033-34 | 2034-35 | 2035-36 | 2036-37 | 2037-38 | 2038-39 | 2039-40 | 2040-41 | 2041-42 | 2042-43 | 2043-44 | 2044-45
58 | Resource Management | - | Ml/d | 2 | 0 | 0 | 0 | 0 | 0 | 0 | 0 | 0 | 0 | 0 | 0 | 0 | 0 | 0 | 0 | 0 | 0 | 0 | 0 | 0 | 0 | 0 | 0 | 0 | 0 | 0 | 0 | 0 | 0
58.1 | Increase raw water abstractions | - | Ml/d | 2 | 0 | 0 | 0 | 0 | 0 | 0 | 0 | 0 | 0 | 0 | 0 | 0 | 0 | 0 | 0 | 0 | 0 | 0 | 0 | 0 | 0 | 0 | 0 | 0 | 0 | 0 | 0 | 0 | 0
- |  |  | Ml/d | 2
- | (insert row above) | - | - |  | - | - | - | - | bar: 2020-21 to 2044-45
58.2 | Raw water imports | - | Ml/d | 2 | 0 | 0 | 0 | 0 | 0 | 0 | 0 | 0 | 0 | 0 | 0 | 0 | 0 | 0 | 0 | 0 | 0 | 0 | 0 | 0 | 0 | 0 | 0 | 0 | 0 | 0 | 0 | 0 | 0
- |  |  | Ml/d | 2
- | (insert row above) | - | - |  | - | - | - | - | bar: 2020-21 to 2044-45
58.3 | Potable water Imports (input reductions as -ve) | - | Ml/d | 2 | 0 | 0 | 0 | 0 | 0 | 0 | 0 | 0 | 0 | 0 | 0 | 0 | 0 | 0 | 0 | 0 | 0 | 0 | 0 | 0 | 0 | 0 | 0 | 0 | 0 | 0 | 0 | 0 | 0
- |  |  | Ml/d | 2
- | (insert row above) | - | - |  | - | - | - | - | bar: 2020-21 to 2044-45
58.4 | Reduce raw water losses and operational use (input as -ve) | - | Ml/d | 2 | 0 | 0 | 0 | 0 | 0 | 0 | 0 | 0 | 0 | 0 | 0 | 0 | 0 | 0 | 0 | 0 | 0 | 0 | 0 | 0 | 0 | 0 | 0 | 0 | 0 | 0 | 0 | 0 | 0
- |  |  | Ml/d | 2
- | (insert row above) | - | - |  | - | - | - | - | bar: 2020-21 to 2044-45
58.5 | Reduced raw water export (including non potable supplies) |  | Ml/d | 2 | 0 | 0 | 0 | 0 | 0 | 0 | 0 | 0 | 0 | 0 | 0 | 0 | 0 | 0 | 0 | 0 | 0 | 0 | 0 | 0 | 0 | 0 | 0 | 0 | 0 | 0 | 0 | 0 | 0
58.51 | Reduce raw water exports (input as -ve) | - | Ml/d | 2 | 0 | 0 | 0 | 0 | 0 | 0 | 0 | 0 | 0 | 0 | 0 | 0 | 0 | 0 | 0 | 0 | 0 | 0 | 0 | 0 | 0 | 0 | 0 | 0 | 0 | 0 | 0 | 0 | 0
- |  |  | Ml/d | 2
- | (insert row above) | - | - |  | - | - | - | - | bar: 2020-21 to 2044-45
58.52 | Reduce non potable supplies (input as -ve) | - | Ml/d | 2 | 0 | 0 | 0 | 0 | 0 | 0 | 0 | 0 | 0 | 0 | 0 | 0 | 0 | 0 | 0 | 0 | 0 | 0 | 0 | 0 | 0 | 0 | 0 | 0 | 0 | 0 | 0 | 0 | 0
- |  |  | Ml/d | 2
- | (insert row above) | - | - |  | - | - | - | - | bar: 2020-21 to 2044-45
58.6 | Reduce potable water exports (input as -ve) | - | Ml/d |  | 0 | 0 | 0 | 0 | 0 | 0 | 0 | 0 | 0 | 0 | 0 | 0 | 0 | 0 | 0 | 0 | 0 | 0 | 0 | 0 | 0 | 0 | 0 | 0 | 0 | 0 | 0 | 0 | 0
- |  |  | Ml/d | 2
- | (insert row above) | - | - |  | - | - | - | - | bar: 2020-21 to 2044-45
58.7 | Other options to increase deployable output | - | Ml/d |  | 0 | 0 | 0 | 0 | 0 | 0 | 0 | 0 | 0 | 0 | 0 | 0 | 0 | 0 | 0 | 0 | 0 | 0 | 0 | 0 | 0 | 0 | 0 | 0 | 0 | 0 | 0 | 0 | 0
- |  |  | Ml/d | 2
- | (insert row above) | - | - |  | - | - | - | - | bar: 2020-21 to 2044-45
59 | Distribution Side Management | - |  |  | 0 | 0 | 0 | 0 | 0 | 0 | 0 | 0 | 0 | 0 | 0 | 0 | 0 | 0 | 0 | 0 | 0 | 0 | 0 | 0 | 0 | 0 | 0 | 0 | 0 | 0 | 0 | 0 | 0
59.1 | Reduce distribution losses (input as -ve) | - | Ml/d | 2 | 0 | 0 | 0 | 0 | 0 | 0 | 0 | 0 | 0 | 0 | 0 | 0 | 0 | 0 | 0 | 0 | 0 | 0 | 0 | 0 | 0 | 0 | 0 | 0 | 0 | 0 | 0 | 0 | 0
|  |  | Ml/d | 2
- | (insert row above) | - | - |  | - | - | - | - | bar: 2020-21 to 2044-45
59.2 | Reduce distribution system operational use (DSOU) (input as -ve) | - | Ml/d | 2 | 0 | 0 | 0 | 0 | 0 | 0 | 0 | 0 | 0 | 0 | 0 | 0 | 0 | 0 | 0 | 0 | 0 | 0 | 0 | 0 | 0 | 0 | 0 | 0 | 0 | 0 | 0 | 0 | 0
- |  |  | Ml/d | 2
- | (insert row above) | - | - |  | - | - | - | - | bar: 2020-21 to 2044-45
60 | Production Side Management, Specify Below.... | - |  | 2 | 0 | 0 | 0 | 0 | 0 | 0 | 0 | 0 | 0 | 0 | 0 | 0 | 0 | 0 | 0 | 0 | 0 | 0 | 0 | 0 | 0 | 0 | 0 | 0 | 0 | 0 | 0 | 0 | 0
60.1 | Reduce treatment works losses (input as -ve) | - | Ml/d | 2 | 0 | 0 | 0 | 0 | 0 | 0 | 0 | 0 | 0 | 0 | 0 | 0 | 0 | 0 | 0 | 0 | 0 | 0 | 0 | 0 | 0 | 0 | 0 | 0 | 0 | 0 | 0 | 0 | 0
- |  |  | Ml/d | 2
- | (insert row above) | - | - |  | - | - | - | - | bar: 2020-21 to 2044-45
60.2 | Reduce outages (input as -ve) | - | Ml/d | 2 | 0 | 0 | 0 | 0 | 0 | 0 | 0 | 0 | 0 | 0 | 0 | 0 | 0 | 0 | 0 | 0 | 0 | 0 | 0 | 0 | 0 | 0 | 0 | 0 | 0 | 0 | 0 | 0 | 0
- |  |  | Ml/d | 2
- | (insert row above) | - | - |  | - | - | - | - | bar: 2020-21 to 2044-45
61 | Customer Side Management | - |  | 2 | 0 | 0 | 0 | 0 | 0 | 0 | 0 | 0 | 0 | 0 | 0 | 0 | 0 | 0 | 0 | 0 | 0 | 0 | 0 | 0 | 0 | 0 | 0 | 0 | 0 | 0 | 0 | 0 | 0
61.1 | Change volume delivered to measured non households (input reductions as -ve) | - | Ml/d | 2 | 0 | 0 | 0 | 0 | 0 | 0 | 0 | 0 | 0 | 0 | 0 | 0 | 0 | 0 | 0 | 0 | 0 | 0 | 0 | 0 | 0 | 0 | 0 | 0 | 0 | 0 | 0 | 0 | 0
- |  |  | Ml/d | 2
- | (insert row above) | - | - |  | - | - | - | - | bar: 2020-21 to 2044-45
61.2 | Change volume delivered to unmeasured non households (input reductions as -ve) | - | Ml/d | 2 | 0 | 0 | 0 | 0 | 0 | 0 | 0 | 0 | 0 | 0 | 0 | 0 | 0 | 0 | 0 | 0 | 0 | 0 | 0 | 0 | 0 | 0 | 0 | 0 | 0 | 0 | 0 | 0 | 0
- |  |  | Ml/d | 2
- | (insert row above) | - | - |  | - | - | - | - | bar: 2020-21 to 2044-45
61.3 | Change volume delivered to measured households (input reductions as -ve) | - | Ml/d | 2 | 0 | 0 | 0 | 0 | 0 | 0 | 0 | 0 | 0 | 0 | 0 | 0 | 0 | 0 | 0 | 0 | 0 | 0 | 0 | 0 | 0 | 0 | 0 | 0 | 0 | 0 | 0 | 0 | 0
|  |  | Ml/d | 2
- | (insert row above) | - | - |  | - | - | - | - | bar: 2020-21 to 2044-45
61.4 | Change volume delivered to unmeasured households (input reductions as -ve) | - | Ml/d | 2 | 0 | 0 | 0 | 0 | 0 | 0 | 0 | 0 | 0 | 0 | 0 | 0 | 0 | 0 | 0 | 0 | 0 | 0 | 0 | 0 | 0 | 0 | 0 | 0 | 0 | 0 | 0 | 0 | 0
- |  |  | Ml/d | 2
- | (insert row above) | - | - |  | - | - | - | - | bar: 2020-21 to 2044-45
61.5 | Options to reduce water taken unbilled (input as -ve) | - | Ml/d | 2 | 0 | 0 | 0 | 0 | 0 | 0 | 0 | 0 | 0 | 0 | 0 | 0 | 0 | 0 | 0 | 0 | 0 | 0 | 0 | 0 | 0 | 0 | 0 | 0 | 0 | 0 | 0 | 0 | 0
- |  |  | Ml/d | 2
- | (insert row above) | - | - |  | - | - | - | - | bar: 2020-21 to 2044-45
61.6 | Options impacting on measured Non Household - USPL (input reductions as -ve) |  | l/pr | 2 | 0 | 0 | 0 | 0 | 0 | 0 | 0 | 0 | 0 | 0 | 0 | 0 | 0 | 0 | 0 | 0 | 0 | 0 | 0 | 0 | 0 | 0 | 0 | 0 | 0 | 0 | 0 | 0 | 0
- |  |  | Ml/d | 2
- | (insert row above) | - | - |  | - | - | - | - | bar: 2020-21 to 2044-45
61.7 | Options impacting on unmeasured Non Household - USPL (input reductions as -ve) |  | l/pr | 2 | 0 | 0 | 0 | 0 | 0 | 0 | 0 | 0 | 0 | 0 | 0 | 0 | 0 | 0 | 0 | 0 | 0 | 0 | 0 | 0 | 0 | 0 | 0 | 0 | 0 | 0 | 0 | 0 | 0
- |  |  | Ml/d | 2
- | (insert row above) | - | - |  | - | - | - | - | bar: 2020-21 to 2044-45
61.8 | Options impacting on measured Household - USPL (input reductions as -ve) |  | l/pr | 2 | 0 | 0 | 0 | 0 | 0 | 0 | 0 | 0 | 0 | 0 | 0 | 0 | 0 | 0 | 0 | 0 | 0 | 0 | 0 | 0 | 0 | 0 | 0 | 0 | 0 | 0 | 0 | 0 | 0
- |  |  | Ml/d | 2
- | (insert row above) | - | - |  | - | - | - | - | bar: 2020-21 to 2044-45
61.9 | Options impacting on unmeasured Household - USPL (input reductions as -ve) |  | l/pr | 2 | 0 | 0 | 0 | 0 | 0 | 0 | 0 | 0 | 0 | 0 | 0 | 0 | 0 | 0 | 0 | 0 | 0 | 0 | 0 | 0 | 0 | 0 | 0 | 0 | 0 | 0 | 0 | 0 | 0
- |  |  | Ml/d | 2
- | (insert row above) | - | - |  | - | - | - | - | bar: 2020-21 to 2044-45
61.1 | Options impacting on Void properties - USPL (input reductions as -ve) |  | l/pr | 2 | 0 | 0 | 0 | 0 | 0 | 0 | 0 | 0 | 0 | 0 | 0 | 0 | 0 | 0 | 0 | 0 | 0 | 0 | 0 | 0 | 0 | 0 | 0 | 0 | 0 | 0 | 0 | 0 | 0
- |  |  | Ml/d | 2
- | (insert row above) | - | - |  | - | - | - | - | bar: 2020-21 to 2044-45
| Company: | Dŵr Cymru Welsh Water
| Resource Zone Name: | Brecon portis
| Resource Zone Number: | 8108
| Planning Scenario Name: | Dry Year Annual Average
| Chosen Level of Service: | 1 in 20

## 7. FP Supply
Table 7: Final planning water supply
| Row Ref | Component | Derivation | Unit | Decimal places | 2015-16 | For info 2017-18 | For info 2018-19 | For info 2019-20 | 2020-21 | 2021-22 | 2022-23 | 2023-24 | 2024-25 | 2025-26 | 2026-27 | 2027-28 | 2028-29 | 2029-30 | 2030-31 | 2031-32 | 2032-33 | 2033-34 | 2034-35 | 2035-36 | 2036-37 | 2037-38 | 2038-39 | 2039-40 | 2040-41 | 2041-42 | 2042-43 | 2043-44 | 2044-45 | 2045-46 | 2046-47 | 2047-48 | 2048-49 | 2049-50
Resources | 1FP | Raw Water Abstracted | 1BL | Ml/d | 2 | 3.9193 | 3.9609 | 3.9674 | 3.9709 | 3.9292 | 3.8747 | 3.8259 | 3.7679 | 3.7186 | 3.6942 | 3.6594 | 3.6356 | 3.6071 | 3.5786 | 3.533 | 3.4872 | 3.4413 | 3.3954 | 3.3494 | 3.3156 | 3.282 | 3.2484 | 3.2149 | 3.1816 | 3.1484 | 3.1154 | 3.0825 | 3.0498 | 3.0172 | 2.9847 | 2.9521 | 2.9193 | 2.8865 | 2.8535
| 2FP | Raw Water Imported | 2BL+ (6. Preferred scenario ref 58.2) | Ml/d | 2 | 0 | 0 | 0 | 0 | 0 | 0 | 0 | 0 | 0 | 0 | 0 | 0 | 0 | 0 | 0 | 0 | 0 | 0 | 0 | 0 | 0 | 0 | 0 | 0 | 0 | 0 | 0 | 0 | 0 | 0 | 0 | 0 | 0 | 0
| - | - | - | - | 2 | - | - | - | - | bar: 2020-21 to 2049-50
| - | - | - | - | 2 | - | - | - | - | bar: 2020-21 to 2049-50
| - | - | - | - | 2 | - | - | - | - | bar: 2020-21 to 2049-50
| 3FP | Potable Water Imported | 3BL+ (6. Preferred scenario ref 58.3) | Ml/d | 2 | 0 | 0 | 0 | 0 | 0 | 0 | 0 | 0 | 0 | 0 | 0 | 0 | 0 | 0 | 0 | 0 | 0 | 0 | 0 | 0 | 0 | 0 | 0 | 0 | 0 | 0 | 0 | 0 | 0 | 0 | 0 | 0 | 0 | 0
| - | - | - | - | 2 | - | - | - | - | bar: 2020-21 to 2049-50
| - | - | - | - | 2 | - | - | - | - | bar: 2020-21 to 2049-50
| - | - | - | - | 2 | - | - | - | - | bar: 2020-21 to 2049-50
| - | - | - | - | 2 | - | - | - | - | bar: 2020-21 to 2049-50
Resource (and process) losses | 5FP | Raw Water Exported (raw exports and non potable uses) | 5BL+ (6. Preferred scenario ref 58.5) | Ml/d | 2 | 0 | 0 | 0 | 0 | 0 | 0 | 0 | 0 | 0 | 0 | 0 | 0 | 0 | 0 | 0 | 0 | 0 | 0 | 0 | 0 | 0 | 0 | 0 | 0 | 0 | 0 | 0 | 0 | 0 | 0 | 0 | 0 | 0 | 0
| - | - | - | - | 2 | - | - | - | - | bar: 2020-21 to 2049-50
| - | - | - | - | 2 | - | - | - | - | bar: 2020-21 to 2049-50
| - | - | - | - | 2 | - | - | - | - | bar: 2020-21 to 2049-50
| 6FP | Potable Water Exported | 6BL+ (6. Preferred scenario ref 58.6) | Ml/d | 2 | 0 | 0 | 0 | 0 | 0 | 0 | 0 | 0 | 0 | 0 | 0 | 0 | 0 | 0 | 0 | 0 | 0 | 0 | 0 | 0 | 0 | 0 | 0 | 0 | 0 | 0 | 0 | 0 | 0 | 0 | 0 | 0 | 0 | 0
| - | - | - | - | 2 | - | - | - | - | bar: 2020-21 to 2049-50
| - | - | - | - | 2 | - | - | - | - | bar: 2020-21 to 2049-50
| - | - | - | - | 2 | - | - | - | - | bar: 2020-21 to 2049-50
| 7FP | Deployable Output | 7BL+ 8BL+ (6. Preferred scenario ref 58.7) + (6. Preferred scenario ref 58.1) |  | 2 | 4.476 | 4.476 | 4.476 | 4.476 | 4.476 | 4.476 | 4.476 | 4.476 | 4.476 | 4.476 | 4.476 | 4.476 | 4.476 | 4.476 | 4.476 | 4.476 | 4.476 | 4.476 | 4.476 | 4.476 | 4.476 | 4.476 | 4.476 | 4.476 | 4.476 | 4.476 | 4.476 | 4.476 | 4.476 | 4.476 | 4.476 | 4.476 | 4.476 | 4.476
| - | - | - | - | 2 | bar: 2020-21 to 2049-50
| - | - | - | - | 2 | - | - | - | - | bar: 2020-21 to 2049-50
| - | - | - | - | 2 | - | - | - | - | bar: 2020-21 to 2049-50
| - | - | - | - | 2 | - | - | - | - | bar: 2020-21 to 2049-50
| - | - | - | - | 2 | - | - | - | - | bar: 2020-21 to 2049-50
| 9FP | Raw water losses, treatment works losses and operational use | 9BL+ (6. Preferred scenario ref 60.1)+(6. Preferred scenario ref 58.4) | Ml/d | 2 | 0.091221 | 0.21656 | 0.21656 | 0.21656 | 0.21656 | 0.21656 | 0.21656 | 0.21656 | 0.21656 | 0.21656 | 0.21656 | 0.21656 | 0.21656 | 0.21656 | 0.21656 | 0.21656 | 0.21656 | 0.21656 | 0.21656 | 0.21656 | 0.21656 | 0.21656 | 0.21656 | 0.21656 | 0.21656 | 0.21656 | 0.21656 | 0.21656 | 0.21656 | 0.21656 | 0.21656 | 0.21656 | 0.21656 | 0.21656
| 10FP | Outage allowance | 10BL+ (6. Preferred scenario ref 60.2) | Ml/d | 2 | 0.00837 | 0.021731 | 0.021731 | 0.021731 | 0.021731 | 0.021731 | 0.021731 | 0.021731 | 0.021731 | 0.021731 | 0.021731 | 0.021731 | 0.021731 | 0.021731 | 0.021731 | 0.021731 | 0.021731 | 0.021731 | 0.021731 | 0.021731 | 0.021731 | 0.021731 | 0.021731 | 0.021731 | 0.021731 | 0.021731 | 0.021731 | 0.021731 | 0.021731 | 0.021731 | 0.021731 | 0.021731 | 0.021731 | 0.021731
|  | Company: | Dŵr Cymru Welsh Water
|  | Resource Zone Name: | Brecon portis
|  | Resource Zone Number: | 8108
|  | Planning Scenario Name: | Dry Year Annual Average
|  | Chosen Level of Service: | 1 in 20
Note on E3: Author: 58.1 has been added into 7FP Deployable Ouput calculations to ensure that it is reflected in final supply-demand balance calculations. Please ensure that you do not double count increases to raw water abstractions and increases to deployable output

## 8. FP Demand
Table 8: Final planning water demand
| Row Ref | Component | Derivation / Impact of preferred options | Unit | Decimal places | 2015-16 | For info 2017-18 | For info 2018-19 | For info 2019-20 | 2020-21 | 2021-22 | 2022-23 | 2023-24 | 2024-25 | 2025-26 | 2026-27 | 2027-28 | 2028-29 | 2029-30 | 2030-31 | 2031-32 | 2032-33 | 2033-34 | 2034-35 | 2035-36 | 2036-37 | 2037-38 | 2038-39 | 2039-40 | 2040-41 | 2041-42 | 2042-43 | 2043-44 | 2044-45 | 2045-46 | 2046-47 | 2047-48 | 2048-49 | 2049-50
Consumption | 19FP | Water Delivered Measured Non Household | Calculated BL+Preferred options | Ml/d | 2 | 0.95714 | 0.96346 | 0.95868 | 0.95662 | 0.95659 | 0.95707 | 0.95259 | 0.95108 | 0.94958 | 0.94805 | 0.94655 | 0.94505 | 0.9436 | 0.94215 | 0.94072 | 0.93931 | 0.9379 | 0.9365 | 0.93511 | 0.93379 | 0.93247 | 0.93116 | 0.92986 | 0.92857 | 0.92728 | 0.926 | 0.92472 | 0.92345 | 0.92218 | 0.92091 | 0.91965 | 0.9184 | 0.91714 | 0.9159
| 20FP | Water Delivered Unmeasured Non Household | Calculated BL+Preferred options | Ml/d | 2 | 0.025899 | 0.023962 | 0.023072 | 0.022227 | 0.021423 | 0.020657 | 0.019925 | 0.019226 | 0.018557 | 0.017916 | 0.017302 | 0.016712 | 0.016147 | 0.015604 | 0.015082 | 0.01458 | 0.014097 | 0.013633 | 0.013186 | 0.012755 | 0.012341 | 0.011942 | 0.011557 | 0.011186 | 0.010829 | 0.010484 | 0.010151 | 0.0098308 | 0.0095215 | 0.0092231 | 0.0089351 | 0.0086572 | 0.008389 | 0.0081301
| 21FP | Water Delivered Measured Household | Calculated BL+Preferred options | Ml/d | 2 | 0.45326 | 0.52549 | 0.55746 | 0.59218 | 0.61735 | 0.63472 | 0.65564 | 0.67036 | 0.68666 | 0.70693 | 0.72226 | 0.74294 | 0.75823 | 0.77293 | 0.78132 | 0.78894 | 0.79576 | 0.80178 | 0.80704 | 0.81166 | 0.81561 | 0.81897 | 0.82177 | 0.82404 | 0.82584 | 0.82715 | 0.82795 | 0.82826 | 0.82811 | 0.82738 | 0.826 | 0.82393 | 0.82118 | 0.81771
| 22FP | Water Delivered Unmeasured Household | Calculated BL+Preferred options | Ml/d | 2 | 1.1681 | 1.1385 | 1.1179 | 1.0961 | 1.0678 | 1.034 | 1.0072 | 0.97455 | 0.94902 | 0.93017 | 0.90575 | 0.88704 | 0.86293 | 0.83927 | 0.81088 | 0.78307 | 0.75593 | 0.72949 | 0.70374 | 0.67874 | 0.65441 | 0.63074 | 0.60772 | 0.58534 | 0.56359 | 0.54245 | 0.52194 | 0.50204 | 0.48273 | 0.464 | 0.44585 | 0.42828 | 0.41127 | 0.39481
| 23FP | Measured Non Household - Consumption | 19FP-34FP | Ml/d | 2 | 0.94208 | 0.94829 | 0.94346 | 0.94135 | 0.94128 | 0.94171 | 0.93719 | 0.93564 | 0.93409 | 0.93253 | 0.931 | 0.92946 | 0.92797 | 0.92649 | 0.92503 | 0.92358 | 0.92214 | 0.92071 | 0.91929 | 0.91794 | 0.9166 | 0.91527 | 0.91394 | 0.91262 | 0.91131 | 0.91 | 0.9087 | 0.9074 | 0.90611 | 0.90482 | 0.90354 | 0.90226 | 0.90099 | 0.89972
| 24FP | Unmeasured Non Household - Consumption | 20FP-35FP | Ml/d | 2 | 0.024059 | 0.022235 | 0.021398 | 0.020605 | 0.019852 | 0.019134 | 0.01845 | 0.017796 | 0.017172 | 0.016574 | 0.016001 | 0.015452 | 0.014926 | 0.01442 | 0.013935 | 0.013469 | 0.013021 | 0.01259 | 0.012175 | 0.011776 | 0.011392 | 0.011022 | 0.010666 | 0.010323 | 0.0099921 | 0.0096734 | 0.0093661 | 0.0090699 | 0.0087842 | 0.0085087 | 0.0082429 | 0.0079865 | 0.0077391 | 0.0075003
| 25FP | Measured Household - Consumption | 21FP-36FP | Ml/d | 2 | 0.40569 | 0.47373 | 0.50327 | 0.53516 | 0.55801 | 0.57341 | 0.59237 | 0.60523 | 0.61993 | 0.63867 | 0.65248 | 0.67159 | 0.68534 | 0.69852 | 0.70539 | 0.71148 | 0.71678 | 0.7213 | 0.72507 | 0.72819 | 0.73065 | 0.73251 | 0.73379 | 0.73452 | 0.73476 | 0.73448 | 0.73367 | 0.73235 | 0.73054 | 0.72813 | 0.72507 | 0.72134 | 0.71694 | 0.71184
| 26FP | Unmeasured Household - Consumption | 22FP-37FP | Ml/d | 2 | 1.0758 | 1.0499 | 1.0311 | 1.011 | 0.98436 | 0.95224 | 0.92712 | 0.89607 | 0.87212 | 0.8548 | 0.83189 | 0.81467 | 0.79201 | 0.76977 | 0.74277 | 0.71632 | 0.69052 | 0.6654 | 0.64093 | 0.61718 | 0.59409 | 0.57163 | 0.54979 | 0.52858 | 0.50796 | 0.48794 | 0.46852 | 0.44969 | 0.43143 | 0.41372 | 0.39658 | 0.38 | 0.36395 | 0.34844
| 27 - | Percentage of consumption driven by climate change | n/a in FP | - | 1 | - | - | - | - | bar: 2020-21 to 2049-50
| 28 - | Volume of consumption driven by climate change | n/a in FP | - | 1 |  | - | - | - | bar: 2020-21 to 2049-50
PCC and consumption by component | 29FP | Measured Household - PCC | (25FP*1,000,000)/(51FP*1,000) | l/h/d | 1 | 111 | 118 | 118 | 119 | 119 | 118 | 118 | 116 | 116 | 116 | 115 | 115 | 115 | 114 | 113 | 111 | 109 | 108 | 106 | 104 | 103 | 101 | 100 | 98 | 96 | 95 | 93 | 92 | 90 | 89 | 87 | 85 | 84 | 82
| 29.1FP | Measured toilet flushing | Input brief explanation here | l/h/d | 1 | 26.0842 | 27.595 | 27.7132 | 27.972 | 27.9577 | 27.6472 | 27.5306 | 27.2237 | 27.0693 | 27.1103 | 26.9443 | 27.0049 | 26.8614 | 26.7135 | 26.3434 | 25.9713 | 25.5962 | 25.2182 | 24.8385 | 24.4606 | 24.0817 | 23.7042 | 23.3289 | 22.955 | 22.5833 | 22.2157 | 21.8474 | 21.4808 | 21.116 | 20.7514 | 20.382 | 20.0092 | 19.6328 | 19.2529
| 29.2FP | Measured personal washing | Input brief explanation here | l/h/d | 1 | 45.5037 | 48.1393 | 48.3455 | 48.797 | 48.772 | 48.2304 | 48.0269 | 47.4916 | 47.2222 | 47.2937 | 47.0042 | 47.1098 | 46.8594 | 46.6015 | 45.9559 | 45.3067 | 44.6525 | 43.993 | 43.3307 | 42.6714 | 42.0104 | 41.3518 | 40.6971 | 40.0448 | 39.3964 | 38.7551 | 38.1127 | 37.4731 | 36.8368 | 36.2007 | 35.5562 | 34.906 | 34.2493 | 33.5866
| 29.3FP | Measured clothes washing | Input brief explanation here | l/h/d | 1 | 13.6708 | 14.4626 | 14.5245 | 14.6602 | 14.6527 | 14.49 | 14.4288 | 14.268 | 14.1871 | 14.2086 | 14.1216 | 14.1533 | 14.0781 | 14.0006 | 13.8066 | 13.6116 | 13.415 | 13.2169 | 13.0179 | 12.8199 | 12.6213 | 12.4234 | 12.2267 | 12.0307 | 11.836 | 11.6433 | 11.4503 | 11.2581 | 11.067 | 10.8758 | 10.6822 | 10.4869 | 10.2896 | 10.0905
| 29.4FP | Measured dish washing | Input brief explanation here | l/h/d | 1 | 10.6862 | 11.3051 | 11.3535 | 11.4596 | 11.4537 | 11.3265 | 11.2787 | 11.153 | 11.0898 | 11.1065 | 11.0385 | 11.0634 | 11.0046 | 10.944 | 10.7924 | 10.6399 | 10.4863 | 10.3314 | 10.1759 | 10.021 | 9.8658 | 9.7111 | 9.5574 | 9.4042 | 9.2519 | 9.1013 | 8.9505 | 8.8003 | 8.6508 | 8.5014 | 8.3501 | 8.1974 | 8.0432 | 7.8875
| 29.5FP | Measured miscellaneous internal use | Input brief explanation here | l/h/d | 1 | 13.9864 | 14.7965 | 14.8598 | 14.9986 | 14.991 | 14.8245 | 14.7619 | 14.5974 | 14.5146 | 14.5366 | 14.4476 | 14.48 | 14.4031 | 14.3238 | 14.1254 | 13.9258 | 13.7247 | 13.522 | 13.3185 | 13.1158 | 12.9126 | 12.7102 | 12.509 | 12.3085 | 12.1092 | 11.9121 | 11.7146 | 11.518 | 11.3224 | 11.1269 | 10.9288 | 10.729 | 10.5271 | 10.3234
| 29.6FP | Measured external use | Input brief explanation here | l/h/d | 1 | 1.4655 | 1.5504 | 1.557 | 1.5715 | 1.5707 | 1.5533 | 1.5467 | 1.5295 | 1.5208 | 1.5231 | 1.5138 | 1.5172 | 1.5091 | 1.5008 | 1.48 | 1.4591 | 1.4381 | 1.4168 | 1.3955 | 1.3743 | 1.353 | 1.3318 | 1.3107 | 1.2897 | 1.2688 | 1.2481 | 1.2274 | 1.2068 | 1.1863 | 1.1659 | 1.1451 | 1.1242 | 1.103 | 1.0817
| 30FP | Unmeasured Household - PCC | (26FP*1,000,000)/(52FP*1,000) | l/h/d | 1 | 157 | 159 | 160 | 161 | 161 | 159 | 159 | 157 | 157 | 158 | 157 | 158 | 157 | 157 | 155 | 153 | 151 | 149 | 147 | 146 | 144 | 142 | 140 | 138 | 136 | 134 | 132 | 129 | 127 | 125 | 123 | 121 | 119 | 116
| 30.1FP | Unmeasured toilet flushing | Input brief explanation here | l/h/d | 1 | 34.3662 | 34.8884 | 35.0403 | 35.2417 | 35.1878 | 34.8703 | 34.782 | 34.4608 | 34.3618 | 34.5037 | 34.4004 | 34.5197 | 34.3914 | 34.2559 | 33.8761 | 33.4859 | 33.0873 | 32.6812 | 32.2683 | 31.8528 | 31.4312 | 31.0041 | 30.5719 | 30.1347 | 29.6915 | 29.2443 | 28.7919 | 28.335 | 27.8739 | 27.4079 | 26.936 | 26.4591 | 25.9768 | 25.4892
| 30.2FP | Unmeasured personal washing | Input brief explanation here | l/h/d | 1 | 67.2066 | 68.2279 | 68.5249 | 68.9187 | 68.8134 | 68.1924 | 68.0197 | 67.3917 | 67.198 | 67.4756 | 67.2735 | 67.5068 | 67.2559 | 66.9909 | 66.2482 | 65.4851 | 64.7056 | 63.9115 | 63.1039 | 62.2914 | 61.4669 | 60.6317 | 59.7865 | 58.9315 | 58.0647 | 57.1902 | 56.3054 | 55.412 | 54.5102 | 53.599 | 52.6762 | 51.7435 | 50.8003 | 49.8467
| 30.3FP | Unmeasured clothes washing | Input brief explanation here | l/h/d | 1 | 18.8754 | 19.1622 | 19.2456 | 19.3562 | 19.3267 | 19.1522 | 19.1037 | 18.9274 | 18.873 | 18.9509 | 18.8942 | 18.9597 | 18.8892 | 18.8148 | 18.6062 | 18.3919 | 18.173 | 17.9499 | 17.7231 | 17.4949 | 17.2633 | 17.0288 | 16.7914 | 16.5513 | 16.3078 | 16.0622 | 15.8137 | 15.5628 | 15.3095 | 15.0536 | 14.7944 | 14.5325 | 14.2676 | 13.9997
| 30.4FP | Unmeasured dish washing | Input brief explanation here | l/h/d | 1 | 15.0292 | 15.2576 | 15.3241 | 15.4121 | 15.3886 | 15.2497 | 15.2111 | 15.0706 | 15.0273 | 15.0894 | 15.0442 | 15.0964 | 15.0403 | 14.981 | 14.8149 | 14.6443 | 14.47 | 14.2924 | 14.1118 | 13.9301 | 13.7457 | 13.5589 | 13.3699 | 13.1787 | 12.9849 | 12.7893 | 12.5914 | 12.3916 | 12.19 | 11.9862 | 11.7798 | 11.5713 | 11.3603 | 11.1471
| 30.5FP | Unmeasured miscellaneous internal use | Input brief explanation here | l/h/d | 1 | 19.9621 | 20.2655 | 20.3537 | 20.4707 | 20.4394 | 20.255 | 20.2037 | 20.0171 | 19.9596 | 20.0421 | 19.982 | 20.0513 | 19.9768 | 19.8981 | 19.6775 | 19.4508 | 19.2193 | 18.9834 | 18.7435 | 18.5022 | 18.2573 | 18.0092 | 17.7582 | 17.5042 | 17.2468 | 16.987 | 16.7242 | 16.4588 | 16.191 | 15.9203 | 15.6462 | 15.3692 | 15.089 | 14.8058
| 30.6FP | Unmeasured external use | Input brief explanation here | l/h/d | 1 | 1.6047 | 1.629 | 1.6361 | 1.6455 | 1.643 | 1.6282 | 1.6241 | 1.6091 | 1.6045 | 1.6111 | 1.6063 | 1.6118 | 1.6058 | 1.5995 | 1.5818 | 1.5636 | 1.5449 | 1.526 | 1.5067 | 1.4873 | 1.4676 | 1.4477 | 1.4275 | 1.4071 | 1.3864 | 1.3655 | 1.3444 | 1.323 | 1.3015 | 1.2798 | 1.2577 | 1.2355 | 1.2129 | 1.1902
| 31FP | Average Household - PCC | ((25FP+26FP)*1,000,000))/(51FP+52FP*1,000) | l/h/d | 1 | 141.1998 | 143.6691 | 143.5116 | 143.7271 | 142.8754 | 140.8426 | 139.771 | 137.7863 | 136.6773 | 136.544 | 135.4082 | 135.2653 | 134.1365 | 132.9944 | 130.8417 | 128.6788 | 126.5094 | 124.3355 | 122.162 | 120.0058 | 117.8532 | 115.712 | 113.5859 | 111.4727 | 109.3737 | 107.2984 | 105.2311 | 103.18 | 101.1462 | 99.1245 | 97.0979 | 95.0724 | 93.046 | 91.0197
| 32FP | Water Taken Unbilled | Calculated BL+Preferred options | Ml/d | 1 | 0.13156 | 0.1329 | 0.13407 | 0.13567 | 0.1368 | 0.13757 | 0.13836 | 0.13908 | 0.13955 | 0.13997 | 0.14042 | 0.14091 | 0.14143 | 0.14195 | 0.14248 | 0.14304 | 0.14361 | 0.14419 | 0.14478 | 0.14539 | 0.14602 | 0.14669 | 0.14739 | 0.14813 | 0.14891 | 0.14974 | 0.1506 | 0.15151 | 0.15246 | 0.15345 | 0.15445 | 0.15545 | 0.15646 | 0.15746
| 33FP | Distribution System Operational Use | Calculated BL+Preferred options | Ml/d | 1 | 0.030542 | 0.030853 | 0.031124 | 0.031497 | 0.031759 | 0.031939 | 0.032121 | 0.032288 | 0.032396 | 0.032495 | 0.032598 | 0.032714 | 0.032833 | 0.032954 | 0.033078 | 0.033208 | 0.03334 | 0.033474 | 0.033612 | 0.033754 | 0.0339 | 0.034054 | 0.034217 | 0.034388 | 0.03457 | 0.034762 | 0.034962 | 0.035173 | 0.035395 | 0.035625 | 0.035856 | 0.036089 | 0.036322 | 0.036554
Leakage | 34FP | Measured Non Household - USPL | Calculated BL+Preferred options | Ml/d | 2 | 0.015059 | 0.015168 | 0.015219 | 0.015268 | 0.015314 | 0.015359 | 0.015401 | 0.015442 | 0.015482 | 0.01552 | 0.015557 | 0.015593 | 0.015627 | 0.015661 | 0.015693 | 0.015725 | 0.015755 | 0.015785 | 0.015814 | 0.015843 | 0.01587 | 0.015897 | 0.015923 | 0.015949 | 0.015974 | 0.015999 | 0.016023 | 0.016046 | 0.016069 | 0.016092 | 0.016114 | 0.016136 | 0.016157 | 0.016178
| 35FP | Unmeasured Non Household - USPL | Calculated BL+Preferred options | Ml/d | 2 | 0.0018399 | 0.0017274 | 0.0016738 | 0.0016218 | 0.0015715 | 0.0015227 | 0.0014755 | 0.0014297 | 0.0013853 | 0.0013423 | 0.0013006 | 0.0012602 | 0.0012211 | 0.0011832 | 0.0011465 | 0.0011109 | 0.0010764 | 0.001043 | 0.0010106 | 0.00097926 | 0.00094886 | 0.00091941 | 0.00089087 | 0.00086322 | 0.00083642 | 0.00081046 | 0.0007853 | 0.00076092 | 0.0007373 | 0.00071442 | 0.00069224 | 0.00067075 | 0.00064993 | 0.00062976
| 36FP | Measured Household - USPL | Calculated BL+Preferred options | Ml/d | 2 | 0.047573 | 0.051767 | 0.054193 | 0.057014 | 0.059347 | 0.061313 | 0.063266 | 0.065131 | 0.066726 | 0.068261 | 0.069787 | 0.071342 | 0.072889 | 0.074419 | 0.075938 | 0.077463 | 0.078977 | 0.080478 | 0.081971 | 0.083463 | 0.084954 | 0.086458 | 0.087979 | 0.089517 | 0.091078 | 0.092669 | 0.094276 | 0.09591 | 0.097572 | 0.099252 | 0.10092 | 0.10258 | 0.10423 | 0.10586
| 37FP | Unmeasured Household - USPL | Calculated BL+Preferred options | Ml/d | 2 | 0.09227 | 0.088609 | 0.086834 | 0.085094 | 0.083389 | 0.081718 | 0.080081 | 0.078476 | 0.076904 | 0.075363 | 0.073853 | 0.072373 | 0.070923 | 0.069502 | 0.068109 | 0.066744 | 0.065407 | 0.064096 | 0.062812 | 0.061554 | 0.06032 | 0.059112 | 0.057927 | 0.056767 | 0.055629 | 0.054514 | 0.053422 | 0.052352 | 0.051303 | 0.050275 | 0.049267 | 0.04828 | 0.047313 | 0.046365
| 38FP | Void Properties - USPL | Calculated BL+Preferred options | Ml/d | 2 | 0.014596 | 0.013864 | 0.013721 | 0.013603 | 0.013469 | 0.013326 | 0.013188 | 0.013052 | 0.01291 | 0.012772 | 0.012638 | 0.012511 | 0.01239 | 0.012272 | 0.01216 | 0.012052 | 0.011949 | 0.011849 | 0.011754 | 0.011663 | 0.011577 | 0.011495 | 0.011418 | 0.011345 | 0.011278 | 0.011215 | 0.011157 | 0.011104 | 0.011055 | 0.01101 | 0.010968 | 0.010929 | 0.010892 | 0.010858
| 39FP | Distribution Losses | Calculated BL+Preferred options | Ml/d | 2 | 0.8552 | 0.89355 | 0.89304 | 0.88473 | 0.84579 | 0.8072 | 0.76857 | 0.73001 | 0.69168 | 0.66764 | 0.64356 | 0.61942 | 0.6013 | 0.58316 | 0.55895 | 0.53471 | 0.51044 | 0.48615 | 0.46184 | 0.44961 | 0.43734 | 0.42503 | 0.41267 | 0.40027 | 0.38782 | 0.3753 | 0.36275 | 0.35014 | 0.33748 | 0.32477 | 0.31205 | 0.29932 | 0.28657 | 0.27383
| 40FP | Total Leakage | Sum(34FP:39FP) | Ml/d | 2 | 1.0265 | 1.0647 | 1.0647 | 1.0573 | 1.0189 | 0.98043 | 0.94199 | 0.90354 | 0.86509 | 0.84089 | 0.81669 | 0.7925 | 0.77435 | 0.7562 | 0.732 | 0.7078 | 0.6836 | 0.65941 | 0.63521 | 0.62311 | 0.61101 | 0.59891 | 0.58681 | 0.57471 | 0.56261 | 0.55051 | 0.53841 | 0.52631 | 0.51422 | 0.50212 | 0.49002 | 0.47792 | 0.46582 | 0.45372
| 41FP | Total Leakage | (40FP*1,000,000)/(48FP*1,000) | l/prop/d | 2 | 177.1064 | 184.5632 | 182.9279 | 179.4783 | 171.5023 | 164.0883 | 156.7418 | 149.5525 | 142.7016 | 138.2778 | 133.866 | 129.4321 | 126.0008 | 122.5903 | 118.2178 | 113.8564 | 109.5209 | 105.2146 | 100.9337 | 98.59 | 96.2533 | 93.9161 | 91.5762 | 89.2367 | 86.8958 | 84.5516 | 82.2139 | 79.8798 | 77.5494 | 75.2314 | 72.9396 | 70.6751 | 68.4392 | 66.2337
Customer: Properties | 42FP | Measured Non Household - Properties | Input (total, excluding voids) | 000's | 2 | 0.67738 | 0.68232 | 0.68461 | 0.68679 | 0.68888 | 0.69088 | 0.6928 | 0.69465 | 0.69643 | 0.69815 | 0.69981 | 0.70141 | 0.70296 | 0.70447 | 0.70593 | 0.70735 | 0.70873 | 0.71007 | 0.71138 | 0.71265 | 0.7139 | 0.71511 | 0.71629 | 0.71744 | 0.71857 | 0.71968 | 0.72076 | 0.72182 | 0.72285 | 0.72387 | 0.72486 | 0.72584 | 0.7268 | 0.72774
| 43FP | Unmeasured Non Household - Properties | Input (total, excluding voids) | 000's | 2 | 0.052953 | 0.049717 | 0.048173 | 0.046678 | 0.045229 | 0.043825 | 0.042465 | 0.041147 | 0.03987 | 0.038632 | 0.037433 | 0.036271 | 0.035145 | 0.034054 | 0.032997 | 0.031973 | 0.03098 | 0.030019 | 0.029087 | 0.028184 | 0.027309 | 0.026461 | 0.02564 | 0.024844 | 0.024073 | 0.023326 | 0.022602 | 0.0219 | 0.02122 | 0.020562 | 0.019923 | 0.019305 | 0.018706 | 0.018125
| 44FP | All void non-households - properties | Input (voids in each year) | 000's | 2 | 0.2008 | 0.19154 | 0.18712 | 0.18283 | 0.17868 | 0.17465 | 0.17075 | 0.16697 | 0.1633 | 0.15975 | 0.1563 | 0.15297 | 0.14973 | 0.1466 | 0.14357 | 0.14063 | 0.13778 | 0.13502 | 0.13234 | 0.12975 | 0.12724 | 0.12481 | 0.12246 | 0.12018 | 0.11797 | 0.11582 | 0.11375 | 0.11174 | 0.1098 | 0.10791 | 0.10609 | 0.10432 | 0.10261 | 0.10095
| 45FP | Measured Household - Properties (excl voids) | Pre-plan year = input. Forecast years = Previous year 45FP + sum(45.1FP:45.6FP) | 000's | 2 | 2.0098 | 2.1059 | 2.2119 | 2.3356 | 2.4377 | 2.5233 | 2.6086 | 2.6899 | 2.7593 | 2.8261 | 2.8925 | 2.9603 | 3.0278 | 3.0946 | 3.161 | 3.2276 | 3.2938 | 3.3595 | 3.4249 | 3.4902 | 3.5556 | 3.6216 | 3.6884 | 3.756 | 3.8246 | 3.8946 | 3.9654 | 4.0373 | 4.1106 | 4.1847 | 4.2585 | 4.3318 | 4.4046 | 4.4766
| 45.1FP | New properties | Input (new builds in each year) | 000's | 2 | 0.0058582 | 0.043554 | 0.05456 | 0.073293 | 0.052648 | 0.037277 | 0.037806 | 0.034838 | 0.023834 | 0.022096 | 0.022686 | 0.024906 | 0.025466 | 0.025582 | 0.026008 | 0.027076 | 0.027465 | 0.027694 | 0.028184 | 0.02889 | 0.029628 | 0.030929 | 0.032473 | 0.033944 | 0.035671 | 0.037691 | 0.039129 | 0.040945 | 0.042898 | 0.044295 | 0.044565 | 0.044725 | 0.044744 | 0.044507
| 45.2FP | Meter optants - properties | Input (meter optants in each year) | 000's | 2 | 0.050388 | 0.049187 | 0.048202 | 0.047236 | 0.04629 | 0.045362 | 0.044453 | 0.043562 | 0.04269 | 0.041834 | 0.040996 | 0.040175 | 0.03937 | 0.038581 | 0.037808 | 0.03705 | 0.036308 | 0.03558 | 0.034867 | 0.034169 | 0.033484 | 0.032813 | 0.032156 | 0.031511 | 0.03088 | 0.030261 | 0.029655 | 0.029061 | 0.028478 | 0.027908 | 0.027349 | 0.026801 | 0.026264 | 0.025737
| 45.3FP | Compulsory metering - properties | Input (compulsory meters in each year) | 000's | 2 | 0 | 0 | 0 | 0 | 0 | 0 | 0 | 0 | 0 | 0 | 0 | 0 | 0 | 0 | 0 | 0 | 0 | 0 | 0 | 0 | 0 | 0 | 0 | 0 | 0 | 0 | 0 | 0 | 0 | 0 | 0 | 0 | 0 | 0
| 45.4FP | Metering on change of occupancy - properties | Input (change of occupancy meters in each year) | 000's | 2 | 0 | 0 | 0 | 0 | 0 | 0 | 0 | 0 | 0 | 0 | 0 | 0 | 0 | 0 | 0 | 0 | 0 | 0 | 0 | 0 | 0 | 0 | 0 | 0 | 0 | 0 | 0 | 0 | 0 | 0 | 0 | 0 | 0 | 0
| 45.5FP | Selective metering properties | Input (selective meters in each year) | 000's | 2 | 0 | 0 | 0 | 0 | 0 | 0 | 0 | 0 | 0 | 0 | 0 | 0 | 0 | 0 | 0 | 0 | 0 | 0 | 0 | 0 | 0 | 0 | 0 | 0 | 0 | 0 | 0 | 0 | 0 | 0 | 0 | 0 | 0 | 0
| 45.6FP | Other changes to existing metering - properties | Input (other changes to meters in each year) | 000's | 2 | 0.0019461 | 0.0033176 | 0.0032512 | 0.003186 | 0.0031222 | 0.0030596 | 0.0029983 | 0.0029382 | 0.0028794 | 0.0028217 | 0.0027651 | 0.0027097 | 0.0026554 | 0.0026022 | 0.0025501 | 0.002499 | 0.0024489 | 0.0023999 | 0.0023518 | 0.0023046 | 0.0022585 | 0.0022132 | 0.0021689 | 0.0021254 | 0.0020828 | 0.0020411 | 0.0020002 | 0.0019601 | 0.0019208 | 0.0018824 | 0.0018446 | 0.0018077 | 0.0017715 | 0.001736
| 45.7FP | Measured void households - properties | Input (voids in each year) | 000's | 2 | 0.055615 | 0.06211 | 0.064982 | 0.068317 | 0.071079 | 0.073408 | 0.075723 | 0.077932 | 0.079825 | 0.081646 | 0.083456 | 0.085299 | 0.087133 | 0.088945 | 0.090744 | 0.092549 | 0.094341 | 0.096117 | 0.097884 | 0.099649 | 0.10141 | 0.10319 | 0.10499 | 0.1068 | 0.10865 | 0.11053 | 0.11242 | 0.11435 | 0.11631 | 0.11829 | 0.12026 | 0.12222 | 0.12416 | 0.12609
| 46FP | Unmeasured households - properties (excl void) | Input (total) | 000's | 2 | 2.674 | 2.5679 | 2.5165 | 2.466 | 2.4166 | 2.3682 | 2.3208 | 2.2743 | 2.2287 | 2.184 | 2.1403 | 2.0974 | 2.0554 | 2.0142 | 1.9738 | 1.9343 | 1.8955 | 1.8575 | 1.8203 | 1.7838 | 1.7481 | 1.7131 | 1.6787 | 1.6451 | 1.6121 | 1.5798 | 1.5482 | 1.5172 | 1.4868 | 1.457 | 1.4278 | 1.3992 | 1.3711 | 1.3437
| 47FP | Unmeasured void households - properties | Input (voids in each year) | 000's | 2 | 0.12562 | 0.10921 | 0.10702 | 0.10488 | 0.10278 | 0.10072 | 0.098698 | 0.09672 | 0.094782 | 0.092883 | 0.091022 | 0.089198 | 0.087411 | 0.08566 | 0.083943 | 0.082261 | 0.080613 | 0.078998 | 0.077415 | 0.075864 | 0.074344 | 0.072854 | 0.071394 | 0.069964 | 0.068562 | 0.067188 | 0.065842 | 0.064523 | 0.06323 | 0.061963 | 0.060721 | 0.059505 | 0.058312 | 0.057144
| 48FP | Total Resource Zone Properties (incl voids) | SUM(42FP:45FP)+45.7FP+46FP+47FP | 000's | 2 | 5.7962 | 5.7687 | 5.8202 | 5.8911 | 5.9409 | 5.975 | 6.0098 | 6.0416 | 6.0622 | 6.0812 | 6.1008 | 6.1229 | 6.1456 | 6.1685 | 6.192 | 6.2166 | 6.2418 | 6.2672 | 6.2933 | 6.3202 | 6.3479 | 6.3771 | 6.4079 | 6.4403 | 6.4746 | 6.511 | 6.5489 | 6.5888 | 6.6308 | 6.6743 | 6.7181 | 6.7622 | 6.8063 | 6.8503
Customer: Population | 49FP | Measured Non Household - Population | Input (total) | 000's | 2 | 1.1157 | 1.1151 | 1.1149 | 1.1141 | 1.1142 | 1.1161 | 1.1173 | 1.1183 | 1.1198 | 1.1214 | 1.1231 | 1.125 | 1.1272 | 1.1291 | 1.1304 | 1.1343 | 1.1376 | 1.1395 | 1.1413 | 1.1428 | 1.1437 | 1.1445 | 1.1448 | 1.1447 | 1.1444 | 1.1441 | 1.1437 | 1.1433 | 1.1428 | 1.1424 | 1.1418 | 1.1411 | 1.1405 | 1.1398
| 50FP | Unmeasured Non Household - Population | Input (total) | 000's | 2 | 0 | 0 | 0 | 0 | 0 | 0 | 0 | 0 | 0 | 0 | 0 | 0 | 0 | 0 | 0 | 0 | 0 | 0 | 0 | 0 | 0 | 0 | 0 | 0 | 0 | 0 | 0 | 0 | 0 | 0 | 0 | 0 | 0 | 0
| 51FP | Measured Household - Population | Input (total) | 000's | 2 | 3.6418 | 4.0198 | 4.2522 | 4.4799 | 4.6735 | 4.8564 | 5.0383 | 5.2057 | 5.3625 | 5.5163 | 5.6703 | 5.8233 | 5.9742 | 6.1228 | 6.2699 | 6.4147 | 6.5572 | 6.6974 | 6.8353 | 6.9708 | 7.1044 | 7.2359 | 7.3652 | 7.4926 | 7.6184 | 7.7415 | 7.8633 | 7.9832 | 8.1009 | 8.2161 | 8.3299 | 8.4414 | 8.5508 | 8.6575
| 52FP | Unmeasured Household - Population | Input (total) | 000's | 2 | 6.8503 | 6.5851 | 6.4393 | 6.2779 | 6.1217 | 5.9758 | 5.833 | 5.6902 | 5.554 | 5.4214 | 5.2919 | 5.1644 | 5.0395 | 4.9174 | 4.7981 | 4.6812 | 4.5669 | 4.4554 | 4.3465 | 4.2401 | 4.1362 | 4.0347 | 3.9354 | 3.8384 | 3.7437 | 3.6512 | 3.5609 | 3.4729 | 3.387 | 3.3033 | 3.2219 | 3.1428 | 3.066 | 2.9915
| 53FP | Total Resource Zone Population | 49FP+Sum(50FP:52FP) | 000's | 2 | 11.6078 | 11.72 | 11.8064 | 11.8718 | 11.9094 | 11.9483 | 11.9886 | 12.0142 | 12.0364 | 12.0591 | 12.0853 | 12.1128 | 12.141 | 12.1694 | 12.1984 | 12.2302 | 12.2617 | 12.2923 | 12.3232 | 12.3537 | 12.3844 | 12.4151 | 12.4454 | 12.4757 | 12.5065 | 12.5368 | 12.568 | 12.5994 | 12.6308 | 12.6617 | 12.6936 | 12.7254 | 12.7573 | 12.7887
Occupancy | 54FP | Measured Household - Occupancy Rate (average) (excl voids) | 51FP/45FP | h/prop | 1 | 1.812 | 1.9088 | 1.9224 | 1.9181 | 1.9172 | 1.9246 | 1.9314 | 1.9352 | 1.9434 | 1.9519 | 1.9603 | 1.9671 | 1.9731 | 1.9785 | 1.9835 | 1.9875 | 1.9908 | 1.9936 | 1.9958 | 1.9972 | 1.9981 | 1.998 | 1.9969 | 1.9949 | 1.9919 | 1.9878 | 1.983 | 1.9773 | 1.9707 | 1.9634 | 1.9561 | 1.9487 | 1.9413 | 1.934
| 55FP | Unmeasured Household - Occupancy Rate | 52BL/46BL | h/prop | 1 | 2.5618 | 2.5644 | 2.5589 | 2.5457 | 2.5332 | 2.5234 | 2.5134 | 2.502 | 2.4921 | 2.4823 | 2.4726 | 2.4623 | 2.4519 | 2.4414 | 2.4309 | 2.4201 | 2.4093 | 2.3986 | 2.3878 | 2.3769 | 2.3661 | 2.3552 | 2.3442 | 2.3332 | 2.3222 | 2.3111 | 2.3001 | 2.2891 | 2.2781 | 2.2672 | 2.2566 | 2.2462 | 2.2361 | 2.2263
Metering | 56FP | Total Household Metering penetration (excl. voids) | 45FP/45FP+46FP | % | 0 | 42.91% | 45.06% | 46.78% | 48.64% | 50.22% | 51.59% | 52.92% | 54.19% | 55.32% | 56.41% | 57.47% | 58.53% | 59.57% | 60.57% | 61.56% | 62.53% | 63.47% | 64.39% | 65.3% | 66.18% | 67.04% | 67.89% | 68.72% | 69.54% | 70.35% | 71.14% | 71.92% | 72.69% | 73.44% | 74.17% | 74.89% | 75.59% | 76.26% | 76.91%
| 57FP | Total Household Metering penetration (incl. voids) | 45FP/(45FP+45.7FP+46FP+47FP) | % | 0 | 41.31% | 43.46% | 45.14% | 46.95% | 48.48% | 49.81% | 51.11% | 52.35% | 53.45% | 54.51% | 55.55% | 56.58% | 57.59% | 58.57% | 59.53% | 60.48% | 61.4% | 62.3% | 63.18% | 64.05% | 64.89% | 65.72% | 66.54% | 67.34% | 68.13% | 68.9% | 69.67% | 70.42% | 71.16% | 71.88% | 72.58% | 73.26% | 73.92% | 74.57%
|  | Company: | Dŵr Cymru Welsh Water
|  | Resource Zone Name: | Brecon portis
|  | Resource Zone Number: | 8108
|  | Planning Scenario Name: | Dry Year Annual Average
|  | Chosen Level of Service: | 1 in 20

## 9. FP SDB
Table 9: Final planning water supply
| Row Ref | Component | Derivation | Unit | Decimal places | 2015-16 | For info 2017-18 | For info 2018-19 | For info 2019-20 | 2020-21 | 2021-22 | 2022-23 | 2023-24 | 2024-25 | 2025-26 | 2026-27 | 2027-28 | 2028-29 | 2029-30 | 2030-31 | 2031-32 | 2032-33 | 2033-34 | 2034-35 | 2035-36 | 2036-37 | 2037-38 | 2038-39 | 2039-40 | 2040-41 | 2041-42 | 2042-43 | 2043-44 | 2044-45 | 2045-46 | 2046-47 | 2047-48 | 2048-49 | 2049-50
SDB | 11FP | Distribution Input | 19FP+20FP+21FP+22FP+32FP+33FP+38FP+39FP | Ml/d | 2 | 3.6363 | 3.7226 | 3.7291 | 3.7326 | 3.6909 | 3.6364 | 3.5876 | 3.5296 | 3.4803 | 3.4559 | 3.4211 | 3.3973 | 3.3689 | 3.3403 | 3.2947 | 3.2489 | 3.203 | 3.1571 | 3.1111 | 3.0773 | 3.0437 | 3.0101 | 2.9766 | 2.9433 | 2.9101 | 2.8771 | 2.8442 | 2.8115 | 2.7789 | 2.7464 | 2.7138 | 2.681 | 2.6482 | 2.6152
| 12FP | Water Available For Use (own sources) | 7FP-(9FP+10FP) | Ml/d | 2 | 4.3764 | 4.2377 | 4.2377 | 4.2377 | 4.2377 | 4.2377 | 4.2377 | 4.2377 | 4.2377 | 4.2377 | 4.2377 | 4.2377 | 4.2377 | 4.2377 | 4.2377 | 4.2377 | 4.2377 | 4.2377 | 4.2377 | 4.2377 | 4.2377 | 4.2377 | 4.2377 | 4.2377 | 4.2377 | 4.2377 | 4.2377 | 4.2377 | 4.2377 | 4.2377 | 4.2377 | 4.2377 | 4.2377 | 4.2377
| 13FP | Total Water Available For Use | 12FP+(2FP+3FP)-(5FP+6FP) | Ml/d | 2 | 4.3764 | 4.2377 | 4.2377 | 4.2377 | 4.2377 | 4.2377 | 4.2377 | 4.2377 | 4.2377 | 4.2377 | 4.2377 | 4.2377 | 4.2377 | 4.2377 | 4.2377 | 4.2377 | 4.2377 | 4.2377 | 4.2377 | 4.2377 | 4.2377 | 4.2377 | 4.2377 | 4.2377 | 4.2377 | 4.2377 | 4.2377 | 4.2377 | 4.2377 | 4.2377 | 4.2377 | 4.2377 | 4.2377 | 4.2377
| 14FP | Target headroom (climate change component) | Input | Ml/d | 2 | 0.00050334 | 0.0010489 | 0.0015881 | 0.0021283 | 0.0026862 | 0.0032107 | 0.0037296 | 0.0042231 | 0.0047524 | 0.0042066 | 0.0045933 | 0.0050549 | 0.0053772 | 0.0057973 | 0.0049219 | 0.0051589 | 0.0054014 | 0.0056588 | 0.0059061 | 0.0049339 | 0.005079 | 0.0052579 | 0.0054214 | 0.0056048 | 0.0044991 | 0.0045938 | 0.0047564 | 0.0048351 | 0.0048571 | 0.0049321 | 0.0049513 | 0.0049095 | 0.0049978 | 0.0050498
| 15FP | Target headroom (All other components) | Input | Ml/d | 2 | 0.20117 | 0.20477 | 0.20625 | 0.20808 | 0.21445 | 0.21387 | 0.21636 | 0.21559 | 0.21422 | 0.17212 | 0.1731 | 0.17291 | 0.174 | 0.17676 | 0.14702 | 0.15638 | 0.16508 | 0.17655 | 0.18505 | 0.16133 | 0.1754 | 0.18665 | 0.19753 | 0.20599 | 0.19171 | 0.20201 | 0.21216 | 0.22423 | 0.23872 | 0.24605 | 0.25718 | 0.26882 | 0.28029 | 0.29255
| 16FP | Target Headroom | 14FP+15FP | Ml/d | 2 | 0.20167 | 0.20582 | 0.20784 | 0.2102 | 0.21713 | 0.21708 | 0.22009 | 0.21981 | 0.21897 | 0.17632 | 0.17769 | 0.17796 | 0.17937 | 0.18256 | 0.15194 | 0.16153 | 0.17048 | 0.18221 | 0.19095 | 0.16626 | 0.18048 | 0.19191 | 0.20295 | 0.21159 | 0.19621 | 0.20661 | 0.21692 | 0.22907 | 0.24358 | 0.25098 | 0.26213 | 0.27373 | 0.28529 | 0.2976
| 17FP | Available Headroom | 13FP-11FP | Ml/d | 2 | 0.74015 | 0.51515 | 0.50861 | 0.50506 | 0.54677 | 0.60127 | 0.65011 | 0.70806 | 0.75736 | 0.78177 | 0.81663 | 0.84041 | 0.86885 | 0.89741 | 0.94303 | 0.9888 | 1.0347 | 1.0806 | 1.1266 | 1.1604 | 1.194 | 1.2276 | 1.2611 | 1.2944 | 1.3276 | 1.3606 | 1.3935 | 1.4262 | 1.4588 | 1.4913 | 1.5239 | 1.5567 | 1.5895 | 1.6225
| 18FP | Supply Demand Balance | 17FP-16FP | Ml/d | 2 | 0.53848 | 0.30933 | 0.30077 | 0.29486 | 0.32963 | 0.3842 | 0.43001 | 0.48824 | 0.53839 | 0.60545 | 0.63894 | 0.66244 | 0.68948 | 0.71485 | 0.79108 | 0.82727 | 0.8642 | 0.89843 | 0.93568 | 0.99409 | 1.0135 | 1.0357 | 1.0581 | 1.0828 | 1.1314 | 1.154 | 1.1766 | 1.1971 | 1.2152 | 1.2403 | 1.2618 | 1.2829 | 1.3042 | 1.3249
|  | Company: | Dŵr Cymru Welsh Water
|  | Resource Zone Name: | Brecon portis
|  | Resource Zone Number: | 8108
|  | Planning Scenario Name: | Dry Year Annual Average
|  | Chosen Level of Service: | 1 in 20

## 10. Drought plan links
Table 10: Drought plan links and Deployable Output Overview
10.1 Planning scenarios |  |  |  |  | 10.2 Water resources management plan | [7 empty] | 10.3 Drought plan | [5 empty] | 10.4 Demand
Drought Scenarios | Drought Description | Drought Severity | Plan in which scenario is used (highlights overlaps) |  | WRMP DO of Sources (not including drought measures) | WRMP Additional Yield from Drought Supply Measures (eg drought permits or orders) |  |  | WRMP Impact on DO of drought plan Demand Restrictions (eg TUBs) |  |  | WRMP DO Levels of Service | Drought Plan Additional Yield from Further Supply Measures (eg drought permits or orders) |  |  | Drought Plan Impact on DO of Further Demand Restrictions (eg TUBs) |  |  | Unrestricted Demand | Restricted Demand
|  |  | WRMP | Drought Plan | DO (Ml/d) | Description | Marginal Benefit (Ml/d) | DO (Ml/d) | Description | Marginal Benefit (Ml/d) | DO (Ml/d) | DO (Ml/d) | Description | Marginal Benefit (Ml/d) | DO (Ml/d) | Description | Marginal Benefit (Ml/d) | DO (Ml/d) | Ml/d | Ml/d
Historic Droughts | 1976 | 1.2% in any given year | Y | Y | 4.48 | n/a | 0 | 4.48 | n/a | 0 | 4.48 | 4.476 | n/a | 0 | 4.476 | n/a | 0 | 4.476 | 4.48 | 4.48
| 0 | 0 | 0 | 0 | 0 | 0 | 0 | 0 | 0 | 0 | 0 | 0 | 0 | 0 | 0 | 0 | 0 | 0 | 0 | 0
Additional Drought Scenarios | 200 | Severe Drought | Y | n | 4.48 | n/a | 0 | 4.48 | n/a | 0 | 4.48 | 4.476 | n/a | 0 | 4.476 | n/a | 0 | 4.476 | 4.48 | 4.48
| 0 | 0 | 0 | 0 | 0 | 0 | 0 | 0 | 0 | 0 | 0 | 0 | 0 | 0 | 0 | 0 | 0 | 0 | 0 | 0
Reported DO for WRMP tables highlighted in yellow
10.5 Summary report
WRMP DO Overview | [8 empty] | Drought Plan Overview
DO Approach - The ‘explicit levels of service’ (UKWIR, 2014) approach LoS: >1 in 43 for TUBs and NEUBs Constraint on DO:Daily abstraction licence limit at Usk Reservoir Critical Year(s): 1976, 2003 Data length, quality: 01/01/1973 – 31/12/2015 (43 years), confidence rating AC Approach to Drought Severity: worst historic in time series | [8 empty] | Please see Brecon Portis zonal summary in Appendix 1 of our Drought Plan.
Additional Drought Scenarios | [8 empty] | Drought Supply Measures and Demand Restrictions Further Details
Tested to 1 in 200 as per OFWAT PR19 guidance. | [8 empty] | For droughts more severe than 1 in 200, we would look to our drought supply side mitigation measures as outlined in our drought plan. Our current Drought Plan is available on https://welshwater.com/en/My-Water/Water-Resources/Drought-Plan.aspx
0
Impact on Supply Demand | [8 empty] | 0
EVA analysis of reservoir storage and river flows suggests that the 1 in 200 drought does not breach emergency storage, therefore we have assumed that the DO under this scenario is the same as the worst historic. | [8 empty] | 0
0
Demands | [8 empty] | 0
Demand reductions have not been triggered in the baseline DO model run. | [8 empty] | 0
0 | [8 empty] | 0
#REF! | [8 empty] | #REF!
#REF! | [8 empty] | #REF!