## TITLE PAGE
Water Resources Planning Tables 2019
v15 - June 2018
All queries on the content of this workbook should be sent to:
water-company-plan@environment-agency.gov.uk
Water resource zone information
Company: |  | Dŵr Cymru Welsh Water
Resource Zone Name: |  | Hereford |  |  |  |  | Data validation: Cell D20
Resource Zone Number: |  | 8103 |  |  |  |  | Dry Year Annual Average
Planning Scenario Name: |  | Dry Year Annual Average | DYAA | Normal Year Annual Average |  |  | Dry Year Critical Period
Chosen Level of Service: |  | 1 in 20 |  |  |  |  | Dry Year Annual Average - benchmarking data
Base Year: |  | 2015-16 |  |  |  |  | Dry Year Critical Period - benchmarking data
Responsible Officer: |  | Ian Brown | Signed: |  | Dated: | 2019-03-21
Version: |  | DryYr_Hereford_FinalPlan_Version6 |  | [Digital signature is acceptable]
Key to cells
Clear cells - indicate an input is required
Yellow shaded cells - indicates a formula.
Blue shaded cells - indicate base year data.
Light grey shaded cells - indicate preceding years.
Dark grey cells - indicate that no data entry is required.
Worksheet |  | Content
WRZ summary |  | Supply-Demand Balance and components
1. BL Licences |  | Baseline water resources
2. BL Supply |  | Baseline water supplies
3. BL Demand |  | Baseline demand
4. BL SDB |  | Baseline supply demand balance
5. Feasible options |  | Fixed and Variable costs, Net Present Value, AIC and AISC of all feasible options (confidential)
6. Preferred options |  | High level costs of preferred options (Dry Year) - publicly available
7. FP Supply |  | Final Planning water supplies (impact of Scenario options)
8. FP Demand |  | Final Planning demand (impact of Scenario options)
9. FP SDB |  | Final Planning supply demand balance
10. Drought plan links |  | Drought plan links

## WRZ summary
Summary graphs of water resources planning tables data
Dŵr Cymru Welsh Water
Hereford
DERIVATION | DESCRIPTION | UNITS |  | For info 2017-18 | For info 2018-19 | For info 2019-20 | 2020-21 | 2021-22 | 2022-23 | 2023-24 | 2024-25 | 2025-26 | 2026-27 | 2027-28 | 2028-29 | 2029-30 | 2030-31 | 2031-32 | 2032-33 | 2033-34 | 2034-35 | 2035-36 | 2036-37 | 2037-38 | 2038-39 | 2039-40 | 2040-41 | 2041-42 | 2042-43 | 2043-44 | 2044-45 | 2045-46 | 2046-47 | 2047-48 | 2048-49 | 2049-50
SUPPLY
13BL | Total water available for use | Ml/d | 44.3744 | 43.8733 | 43.8657 | 43.8522 | 43.8861 | 43.9356 | 43.9859 | 44.0432 | 44.0735 | 44.0735 | 44.0735 | 44.0735 | 44.0735 | 44.0735 | 44.0735 | 44.0735 | 44.0735 | 44.0735 | 44.0735 | 44.0735 | 44.0735 | 44.0735 | 44.0735 | 44.0735 | 44.0735 | 44.0735 | 44.0735 | 44.0735 | 44.0735 | 44.0735 | 44.0735 | 44.0735 | 44.0735 | 44.0735
13FP | Total water available for use | Ml/d | 44.3744 | 43.8733 | 43.8657 | 43.8522 | 43.8861 | 43.9356 | 43.9859 | 44.0432 | 44.0735 | 44.0735 | 44.0735 | 44.0735 | 44.0735 | 44.0735 | 44.0735 | 44.0735 | 44.0735 | 44.0735 | 44.0735 | 44.0735 | 44.0735 | 44.0735 | 44.0735 | 44.0735 | 44.0735 | 44.0735 | 44.0735 | 44.0735 | 44.0735 | 44.0735 | 44.0735 | 44.0735 | 44.0735 | 44.0735
DEMAND
26BL | Unmeasured household consumption | Ml/d | 11.1835 | 10.8088 | 10.5822 | 10.3589 | 10.0688 | 9.7178 | 9.4415 | 9.1074 | 8.8452 | 8.6506 | 8.3995 | 8.2075 | 7.961 | 7.72 | 7.4327 | 7.152 | 6.879 | 6.6142 | 6.3574 | 6.1085 | 5.8671 | 5.6332 | 5.4065 | 5.187 | 4.9743 | 4.7686 | 4.5695 | 4.377 | 4.1909 | 4.0109 | 3.8372 | 3.6692 | 3.507 | 3.3504
26FP | Unmeasured household consumption | Ml/d | 11.1835 | 10.8088 | 10.5822 | 10.3589 | 10.0688 | 9.7178 | 9.4415 | 9.1074 | 8.8452 | 8.6506 | 8.3995 | 8.2075 | 7.961 | 7.72 | 7.4327 | 7.152 | 6.879 | 6.6142 | 6.3574 | 6.1085 | 5.8671 | 5.6332 | 5.4065 | 5.187 | 4.9743 | 4.7686 | 4.5695 | 4.377 | 4.1909 | 4.0109 | 3.8372 | 3.6692 | 3.507 | 3.3504
25BL | Measured household consumption | Ml/d | 6.3063 | 7.1136 | 7.3751 | 7.6369 | 7.8432 | 7.9863 | 8.18 | 8.3037 | 8.4845 | 8.7299 | 8.9038 | 9.1438 | 9.3045 | 9.4516 | 9.5082 | 9.5496 | 9.5768 | 9.5906 | 9.5922 | 9.5834 | 9.5653 | 9.5383 | 9.5026 | 9.4586 | 9.4069 | 9.3475 | 9.2806 | 9.2065 | 9.1252 | 9.0362 | 8.94 | 8.8372 | 8.7284 | 8.6139
25FP | Measured household consumption | Ml/d | 6.3063 | 7.1136 | 7.3751 | 7.6369 | 7.8432 | 7.9863 | 8.18 | 8.3037 | 8.4845 | 8.7299 | 8.9038 | 9.1438 | 9.3045 | 9.4516 | 9.5082 | 9.5496 | 9.5768 | 9.5906 | 9.5922 | 9.5834 | 9.5653 | 9.5383 | 9.5026 | 9.4586 | 9.4069 | 9.3475 | 9.2806 | 9.2065 | 9.1252 | 9.0362 | 8.94 | 8.8372 | 8.7284 | 8.6139
23BL+24BL | Non-household consumption | Ml/d | 10.3312 | 10.0621 | 10.0463 | 10.1029 | 10.1574 | 10.1786 | 10.3362 | 10.3384 | 10.3252 | 10.3123 | 10.2996 | 10.2868 | 10.2743 | 10.2618 | 10.2495 | 10.2373 | 10.2252 | 10.2132 | 10.2012 | 10.1902 | 10.1792 | 10.1683 | 10.1575 | 10.1468 | 10.1362 | 10.1256 | 10.1152 | 10.1048 | 10.0944 | 10.0851 | 10.0758 | 10.0667 | 10.0576 | 10.0485
23FP+24FP | Non-household consumption | Ml/d | 10.3312 | 10.0621 | 10.0463 | 10.1029 | 10.1574 | 10.1786 | 10.3362 | 10.3384 | 10.3252 | 10.3123 | 10.2996 | 10.2868 | 10.2743 | 10.2618 | 10.2495 | 10.2373 | 10.2252 | 10.2132 | 10.2012 | 10.1902 | 10.1792 | 10.1683 | 10.1575 | 10.1468 | 10.1362 | 10.1256 | 10.1152 | 10.1048 | 10.0944 | 10.0851 | 10.0758 | 10.0667 | 10.0576 | 10.0485
40BL | Total leakage | Ml/d | 4.3407 | 4.8616 | 4.8616 | 4.8501 | 4.6736 | 4.4971 | 4.3206 | 4.1441 | 3.9676 | 3.8566 | 3.7456 | 3.6346 | 3.5514 | 3.4682 | 3.3572 | 3.2462 | 3.1352 | 3.0242 | 2.9133 | 2.8578 | 2.8023 | 2.7468 | 2.6913 | 2.6358 | 2.5803 | 2.5248 | 2.4693 | 2.4138 | 2.3584 | 2.3029 | 2.2474 | 2.1919 | 2.1364 | 2.0809
40FP | Total leakage | Ml/d | 4.3407 | 4.8616 | 4.8616 | 4.8501 | 4.6736 | 4.4971 | 4.3206 | 4.1441 | 3.9676 | 3.8566 | 3.7456 | 3.6346 | 3.5514 | 3.4682 | 3.3572 | 3.2462 | 3.1352 | 3.0242 | 2.9133 | 2.8578 | 2.8023 | 2.7468 | 2.6913 | 2.6358 | 2.5803 | 2.5248 | 2.4693 | 2.4138 | 2.3584 | 2.3029 | 2.2474 | 2.1919 | 2.1364 | 2.0809
11BL-(23BL:26BL)-40BL | Other components of demand | Ml/d | 0.80856 | 0.81385 | 0.81757 | 0.82157 | 0.82601 | 0.83074 | 0.83553 | 0.84034 | 0.84529 | 0.85063 | 0.85605 | 0.86146 | 0.86678 | 0.87174 | 0.8765 | 0.88118 | 0.88566 | 0.88986 | 0.89386 | 0.89779 | 0.90171 | 0.90564 | 0.90956 | 0.91348 | 0.91739 | 0.92129 | 0.92519 | 0.92908 | 0.93295 | 0.93676 | 0.94039 | 0.94403 | 0.94767 | 0.95131
11FP-(23FP:26FP)-40FP | Other components of demand | Ml/d | 0.80856 | 0.81385 | 0.81757 | 0.82157 | 0.82601 | 0.83074 | 0.83553 | 0.84034 | 0.84529 | 0.85063 | 0.85605 | 0.86146 | 0.86678 | 0.87174 | 0.8765 | 0.88118 | 0.88566 | 0.88986 | 0.89386 | 0.89779 | 0.90171 | 0.90564 | 0.90956 | 0.91348 | 0.91739 | 0.92129 | 0.92519 | 0.92908 | 0.93295 | 0.93676 | 0.94039 | 0.94403 | 0.94767 | 0.95131
| Total demand + target headroom (baseline) | Ml/d | 34.9302 | 35.6354 | 35.6913 | 35.8232 | 35.6507 | 35.3244 | 35.2562 | 34.9152 | 34.6537 | 33.5831 | 34.0016 | 33.9519 | 33.8112 | 33.5001 | 33.0245 | 32.7632 | 32.5304 | 32.2809 | 32.0278 | 31.529 | 31.354 | 31.1488 | 30.9709 | 30.7488 | 30.2656 | 30.0704 | 29.8885 | 29.6817 | 29.4785 | 29.2937 | 29.0891 | 28.8867 | 28.6795 | 28.3797
| Total demand + target headroom (final plan) | Ml/d | 34.9302 | 35.6354 | 35.6913 | 35.8232 | 35.6507 | 35.3244 | 35.2562 | 34.9152 | 34.6537 | 33.5831 | 34.0016 | 33.9519 | 33.8112 | 33.5001 | 33.0245 | 32.7632 | 32.5304 | 32.2809 | 32.0278 | 31.529 | 31.354 | 31.1488 | 30.9709 | 30.7488 | 30.2656 | 30.0704 | 29.8885 | 29.6817 | 29.4785 | 29.2937 | 29.0891 | 28.8867 | 28.6795 | 28.3797
SUPPLY-DEMAND BALANCE
16BL | Target headroom | Ml/d | 1.9599 | 1.9754 | 2.0084 | 2.0527 | 2.0816 | 2.1139 | 2.1423 | 2.1813 | 2.186 | 1.183 | 1.7971 | 1.8176 | 1.8533 | 1.7267 | 1.6004 | 1.697 | 1.8284 | 1.9488 | 2.07 | 1.8914 | 2.0384 | 2.1565 | 2.3034 | 2.4071 | 2.2504 | 2.3825 | 2.5287 | 2.6505 | 2.7767 | 2.9219 | 3.0483 | 3.1778 | 3.3024 | 3.3346
16FP | Target headroom | Ml/d | 1.9599 | 1.9754 | 2.0084 | 2.0527 | 2.0816 | 2.1139 | 2.1423 | 2.1813 | 2.186 | 1.183 | 1.7971 | 1.8176 | 1.8533 | 1.7267 | 1.6004 | 1.697 | 1.8284 | 1.9488 | 2.07 | 1.8914 | 2.0384 | 2.1565 | 2.3034 | 2.4071 | 2.2504 | 2.3825 | 2.5287 | 2.6505 | 2.7767 | 2.9219 | 3.0483 | 3.1778 | 3.3024 | 3.3346
17BL | Available headroom | Ml/d | 11.4041 | 10.2133 | 10.1828 | 10.0817 | 10.317 | 10.7251 | 10.872 | 11.3093 | 11.6057 | 11.6734 | 11.869 | 11.9392 | 12.1156 | 12.3001 | 12.6493 | 13.0072 | 13.3716 | 13.7414 | 14.1156 | 14.4359 | 14.7578 | 15.0812 | 15.406 | 15.7317 | 16.0583 | 16.3856 | 16.7137 | 17.0423 | 17.3716 | 17.7016 | 18.0327 | 18.3645 | 18.6964 | 19.0283
17FP | Available headroom | Ml/d | 11.4041 | 10.2133 | 10.1828 | 10.0817 | 10.317 | 10.7251 | 10.872 | 11.3093 | 11.6057 | 11.6734 | 11.869 | 11.9392 | 12.1156 | 12.3001 | 12.6493 | 13.0072 | 13.3716 | 13.7414 | 14.1156 | 14.4359 | 14.7578 | 15.0812 | 15.406 | 15.7317 | 16.0583 | 16.3856 | 16.7137 | 17.0423 | 17.3716 | 17.7016 | 18.0327 | 18.3645 | 18.6964 | 19.0283
Baseline Supply-Demand Balance:
|  | 2020-21 | 2021-22 | 2022-23 | 2023-24 | 2024-25 | 2025-26 | 2026-27 | 2027-28 | 2028-29 | 2029-30 | 2030-31 | 2031-32 | 2032-33 | 2033-34 | 2034-35 | 2035-36 | 2036-37 | 2037-38 | 2038-39 | 2039-40 | 2040-41 | 2041-42 | 2042-43 | 2043-44 | 2044-45 | 2045-46 | 2046-47 | 2047-48 | 2048-49 | 2049-50
| SDB (Ml/d) | 8.2354 | 8.6112 | 8.7297 | 9.128 | 9.4197 | 10.4904 | 10.0719 | 10.1216 | 10.2623 | 10.5734 | 11.049 | 11.3103 | 11.5431 | 11.7926 | 12.0456 | 12.5445 | 12.7195 | 12.9247 | 13.1026 | 13.3247 | 13.8079 | 14.0031 | 14.185 | 14.3918 | 14.5949 | 14.7798 | 14.9844 | 15.1867 | 15.394 | 15.6937
Final Planning Supply-Demand Balance:
|  | 2020-21 | 2021-22 | 2022-23 | 2023-24 | 2024-25 | 2025-26 | 2026-27 | 2027-28 | 2028-29 | 2029-30 | 2030-31 | 2031-32 | 2032-33 | 2033-34 | 2034-35 | 2035-36 | 2036-37 | 2037-38 | 2038-39 | 2039-40 | 2040-41 | 2041-42 | 2042-43 | 2043-44 | 2044-45 | 2045-46 | 2046-47 | 2047-48 | 2048-49 | 2049-50
| SDB (Ml/d) | 8.2354 | 8.6112 | 8.7297 | 9.128 | 9.4197 | 10.4904 | 10.0719 | 10.1216 | 10.2623 | 10.5734 | 11.049 | 11.3103 | 11.5431 | 11.7926 | 12.0456 | 12.5445 | 12.7195 | 12.9247 | 13.1026 | 13.3247 | 13.8079 | 14.0031 | 14.185 | 14.3918 | 14.5949 | 14.7798 | 14.9844 | 15.1867 | 15.394 | 15.6937
| Company: | 2026-27: Dŵr Cymru Welsh Water
| Resource Zone Name | 2026-27: Hereford
| Resource Zone Number: | 2026-27: 8103
| Planning Scenario Name: | 2026-27: Dry Year Annual Average
| Chosen Level of Service: | 2026-27: 1 in 20

## 1. BL Licences
Table 1: Baseline licences |  |  |  |  | deployable output (Ml/d)
Row ref | Derivation | Licence number | Source name | Source type | Deployable output (Ml/d) | Annual licensed quantity (Ml/d) | Constraints on deployable output | Additional notes (if desired)
All individual licences:
0.1BL | Sum (0.1BL+...) | - | - | - | 45.914 | 56.4521 | -
- | Input | 18/54/9/0367 | LEINTWARDINE BOREHOLES | GW | 0.98909 | 1 | - | 0
| Input | 19/55/15/0246 | R.WYE (BROOMY HILL) | SW:River | 41.6136 | 52.1425 | Daily abstraction licence limit at Broomy Hill intake. | 0
| Input | 19/55/9/0330 | DUNFIELD BOREHOLE (A) | GW | 3.3113 | 3.3096 | - | 0
Input
Grouped licences | Derivation | Licence number | Source name | Source type | DYAA deployable output (Ml/d) | Annual licensed quantity (Ml/d)
0.2BL | Sum (0.2BL+...) | - | Total | - | 0 | - | -
- | - | Group #: |  | - | 0 | - | -
- | Input
- | Input
- | Input
- | Input
- | Input
Unused licences: | Derivation | Licence number | Source name | Source type | DYAA deployable output (Ml/d) | Annual licensed quantity (Ml/d) | Reason licence is unused
0.3BL | Sum (0.3BL+...) | - | - | - | 0 | 4.4186 | -
| Input | 19/55/8/0125 | R.LUGG (BYTON) | SW:River | 0 | 1.1365 | emergency only | 0
| Input | 19/55/12/0431 | WELL AT MID SUMMER MEADOW (LEOMINSTER) | GW | 0 | 3.2821 | emergency only | 0
- | Input
New licences (within current AMP): | Derivation | Licence number | Source name | Source type | DYAA deployable output (Ml/d) | Annual licensed quantity (Ml/d) | Status of licence
0.4BL | Sum (0.4BL+...) | - | - | - | 0 | 0 | -
Input
- | Input
- | - | - | - | - | - | - | -
Company: |  | Dŵr Cymru Welsh Water
Resource Zone Name: |  | Hereford
Resource Zone Number: |  | 8103
Planning Scenario Name: |  | Dry Year Annual Average
Chosen Level of Service: |  | 1 in 20
README
Note on C3: Please list only individual licences (i.e. not used in conjunctive use systems).
Note on B11: If additional lines are required please insert into middle of group to ensure automatic calculations pick up all data.
Note on B21: If additional lines are required please insert into middle of group to ensure automatic calculations pick up all data. DO NOT DELETE DEFAULT INPUT ROWS - If unrequired leave blank.
Note on J22: Please state if a licence has been applied for, approved, granted, awaiting mobilisation, or other specified status.
Note on C34: Do not delete default inserted input lines. These are required to generate the autosum of all additional rows added. Additional rows which the user enters can be deleted.

## 2. BL Supply
Table 2: Baseline supply
| Row ref | Component | Derivation | Unit | decimal places | 2015-16 | For info 2017-18 | For info 2018-19 | For info 2019-20 | 2020-21 | 2021-22 | 2022-23 | 2023-24 | 2024-25 | 2025-26 | 2026-27 | 2027-28 | 2028-29 | 2029-30 | 2030-31 | 2031-32 | 2032-33 | 2033-34 | 2034-35 | 2035-36 | 2036-37 | 2037-38 | 2038-39 | 2039-40 | 2040-41 | 2041-42 | 2042-43 | 2043-44 | 2044-45 | 2045-46 | 2046-47 | 2047-48 | 2048-49 | 2049-50
| 1BL | Raw water abstracted | Input | Ml/d | 2 | 33.4735 | 35.5005 | 35.5234 | 35.6109 | 35.4096 | 35.051 | 34.9544 | 34.5745 | 34.3083 | 34.2406 | 34.045 | 33.9748 | 33.7984 | 33.6139 | 33.2647 | 32.9068 | 32.5424 | 32.1726 | 31.7984 | 31.4781 | 31.1562 | 30.8328 | 30.508 | 30.1823 | 29.8557 | 29.5284 | 29.2003 | 28.8717 | 28.5424 | 28.2124 | 27.8813 | 27.5495 | 27.2176 | 26.8857
Resources | 2BL | Total raw water imported | sum(2.1BL+2.2BL+2.3BL...) | Ml/d | 2 | 0 | 0 | 0 | 0 | 0 | 0 | 0 | 0 | 0 | 0 | 0 | 0 | 0 | 0 | 0 | 0 | 0 | 0 | 0 | 0 | 0 | 0 | 0 | 0 | 0 | 0 | 0 | 0 | 0 | 0 | 0 | 0 | 0 | 0
| 2.1BL+ | Raw water imported from: None | Input | Ml/d | 2 | 0 | 0 | 0 | 0 | 0 | 0 | 0 | 0 | 0 | 0 | 0 | 0 | 0 | 0 | 0 | 0 | 0 | 0 | 0 | 0 | 0 | 0 | 0 | 0 | 0 | 0 | 0 | 0 | 0 | 0 | 0 | 0 | 0 | 0
| - | - | - | - | 2 | - | - | - | - | bar: 2020-21 to 2049-50
| 3BL | Total potable water imported | sum(3.1BL+3.2BL+3.3BL...) | Ml/d | 2 | 0 | 0 | 0 | 0 | 0 | 0 | 0 | 0 | 0 | 0 | 0 | 0 | 0 | 0 | 0 | 0 | 0 | 0 | 0 | 0 | 0 | 0 | 0 | 0 | 0 | 0 | 0 | 0 | 0 | 0 | 0 | 0 | 0 | 0
| 3.1BL+ | Potable water imported from: None | Input | Ml/d | 2 | 0 | 0 | 0 | 0 | 0 | 0 | 0 | 0 | 0 | 0 | 0 | 0 | 0 | 0 | 0 | 0 | 0 | 0 | 0 | 0 | 0 | 0 | 0 | 0 | 0 | 0 | 0 | 0 | 0 | 0 | 0 | 0 | 0 | 0
| - | - | - | - | 2 | - | - | - | - | bar: 2020-21 to 2049-50
| 5BL | Total raw water exported (raw exports and non potable uses) | sum(5.1BL+5.2BL+...) | Ml/d | 2 | 0 | 0 | 0 | 0 | 0 | 0 | 0 | 0 | 0 | 0 | 0 | 0 | 0 | 0 | 0 | 0 | 0 | 0 | 0 | 0 | 0 | 0 | 0 | 0 | 0 | 0 | 0 | 0 | 0 | 0 | 0 | 0 | 0 | 0
| 5.1BL | Non potable water supplied to: | Input | Ml/d | 2 | 0 | 0 | 0 | 0 | 0 | 0 | 0 | 0 | 0 | 0 | 0 | 0 | 0 | 0 | 0 | 0 | 0 | 0 | 0 | 0 | 0 | 0 | 0 | 0 | 0 | 0 | 0 | 0 | 0 | 0 | 0 | 0 | 0 | 0
| 5.2BL+ | Raw water export to: None | Input | Ml/d | 2 | 0 | 0 | 0 | 0 | 0 | 0 | 0 | 0 | 0 | 0 | 0 | 0 | 0 | 0 | 0 | 0 | 0 | 0 | 0 | 0 | 0 | 0 | 0 | 0 | 0 | 0 | 0 | 0 | 0 | 0 | 0 | 0 | 0 | 0
| - |  | - | - | 2 | - | - | - | - | bar: 2020-21 to 2049-50
| 6BL | Total potable water exported | sum(6.1BL+6.2BL+6.3BL...) | Ml/d | 2 | 0.21906 | 0.20019 | 0.20782 | 0.22132 | 0.18741 | 0.13788 | 0.087581 | 0.030246 | 0 | 0 | 0 | 0 | 0 | 0 | 0 | 0 | 0 | 0 | 0 | 0 | 0 | 0 | 0 | 0 | 0 | 0 | 0 | 0 | 0 | 0 | 0 | 0 | 0 | 0
| 6.1BL+ | Potable water export to: Vowchurch/Whitbourne | Input | Ml/d | 2 | 0.21906 | 0.20019 | 0.20782 | 0.22132 | 0.18741 | 0.13788 | 0.087581 | 0.030246 | 0 | 0 | 0 | 0 | 0 | 0 | 0 | 0 | 0 | 0 | 0 | 0 | 0 | 0 | 0 | 0 | 0 | 0 | 0 | 0 | 0 | 0 | 0 | 0 | 0 | 0
| - |  | - | Ml/d | 2 | - | - | - | - | bar: 2020-21 to 2049-50
| 7BL | Deployable Output (baseline profile without reductions) | sum(0.1Bl+0.2BL+0.3BL+0.4BL) | Ml/d | 2 | 45.914 | 45.914 | 45.914 | 45.914 | 45.914 | 45.914 | 45.914 | 45.914 | 45.914 | 45.914 | 45.914 | 45.914 | 45.914 | 45.914 | 45.914 | 45.914 | 45.914 | 45.914 | 45.914 | 45.914 | 45.914 | 45.914 | 45.914 | 45.914 | 45.914 | 45.914 | 45.914 | 45.914 | 45.914 | 45.914 | 45.914 | 45.914 | 45.914 | 45.914
Resource (and process) Losses | 8BL | Baseline forecast changes to Deployable Output | sum(8.1BL+8.2BL+8.3BL) | Ml/d | 2 | 0 | 0 | 0 | 0 | 0 | 0 | 0 | 0 | 0 | 0 | 0 | 0 | 0 | 0 | 0 | 0 | 0 | 0 | 0 | 0 | 0 | 0 | 0 | 0 | 0 | 0 | 0 | 0 | 0 | 0 | 0 | 0 | 0 | 0
| 8.1BL | Change in DO due to climate change | Input (reductions must be expressed as -ve) | Ml/d | 2 | 0 | 0 | 0 | 0 | 0 | 0 | 0 | 0 | 0 | 0 | 0 | 0 | 0 | 0 | 0 | 0 | 0 | 0 | 0 | 0 | 0 | 0 | 0 | 0 | 0 | 0 | 0 | 0 | 0 | 0 | 0 | 0 | 0 | 0
| 8.2BL | Reductions to restore sustainable abstraction | sum(8.2BL sub components) | Ml/d | 2 | 0 | 0 | 0 | 0 | 0 | 0 | 0 | 0 | 0 | 0 | 0 | 0 | 0 | 0 | 0 | 0 | 0 | 0 | 0 | 0 | 0 | 0 | 0 | 0 | 0 | 0 | 0 | 0 | 0 | 0 | 0 | 0 | 0 | 0
| 8.2BL+ | Total for the zone | Input (zero or negative number) | Ml/d | 2 | 0 | 0 | 0 | 0 | 0 | 0 | 0 | 0 | 0 | 0 | 0 | 0 | 0 | 0 | 0 | 0 | 0 | 0 | 0 | 0 | 0 | 0 | 0 | 0 | 0 | 0 | 0 | 0 | 0 | 0 | 0 | 0 | 0 | 0
| - |  | - | - | 2 | - | - | - | - | bar: 2020-21 to 2049-50
| 8.3BL | Total other changes to DO (specify, e.g. nitrates): None | Input (reductions must be expressed as -ve) | Ml/d | 2 | 0 | 0 | 0 | 0 | 0 | 0 | 0 | 0 | 0 | 0 | 0 | 0 | 0 | 0 | 0 | 0 | 0 | 0 | 0 | 0 | 0 | 0 | 0 | 0 | 0 | 0 | 0 | 0 | 0 | 0 | 0 | 0 | 0 | 0
| 9BL | Raw water losses, treatment works losses and operational use | Input | Ml/d | 2 | 1.0077 | 1.4872 | 1.4872 | 1.4872 | 1.4872 | 1.4872 | 1.4872 | 1.4872 | 1.4872 | 1.4872 | 1.4872 | 1.4872 | 1.4872 | 1.4872 | 1.4872 | 1.4872 | 1.4872 | 1.4872 | 1.4872 | 1.4872 | 1.4872 | 1.4872 | 1.4872 | 1.4872 | 1.4872 | 1.4872 | 1.4872 | 1.4872 | 1.4872 | 1.4872 | 1.4872 | 1.4872 | 1.4872 | 1.4872
| 10BL | Outage allowance | Input | Ml/d | 2 | 0.31286 | 0.35336 | 0.35336 | 0.35336 | 0.35336 | 0.35336 | 0.35336 | 0.35336 | 0.35336 | 0.35336 | 0.35336 | 0.35336 | 0.35336 | 0.35336 | 0.35336 | 0.35336 | 0.35336 | 0.35336 | 0.35336 | 0.35336 | 0.35336 | 0.35336 | 0.35336 | 0.35336 | 0.35336 | 0.35336 | 0.35336 | 0.35336 | 0.35336 | 0.35336 | 0.35336 | 0.35336 | 0.35336 | 0.35336
|  | Company: | Dŵr Cymru Welsh Water
|  | Resource Zone Name: | Hereford
|  | Resource Zone Number: | 8103
|  | Planning Scenario Name: | Dry Year Annual Average
|  | Chosen Level of Service: | 1 in 20

## 3. BL Demand
Table 3: Baseline demand
| Row ref | Component | Derivation | Unit | Decimal places | 2015-16 | For info 2017-18 | For info 2018-19 | For info 2019-20 | 2020-21 | 2021-22 | 2022-23 | 2023-24 | 2024-25 | 2025-26 | 2026-27 | 2027-28 | 2028-29 | 2029-30 | 2030-31 | 2031-32 | 2032-33 | 2033-34 | 2034-35 | 2035-36 | 2036-37 | 2037-38 | 2038-39 | 2039-40 | 2040-41 | 2041-42 | 2042-43 | 2043-44 | 2044-45 | 2045-46 | 2046-47 | 2047-48 | 2048-49 | 2049-50
Consumption | 19BL | Water delivered measured non-household | Input | Ml/d | 2 | 10.2472 | 9.9829 | 9.97 | 10.0297 | 10.0875 | 10.1121 | 10.2732 | 10.279 | 10.2694 | 10.2602 | 10.2512 | 10.242 | 10.2332 | 10.2244 | 10.2157 | 10.2071 | 10.1986 | 10.19 | 10.1815 | 10.1739 | 10.1663 | 10.1588 | 10.1512 | 10.1437 | 10.1362 | 10.1288 | 10.1213 | 10.1139 | 10.1064 | 10.1 | 10.0935 | 10.087 | 10.0806 | 10.0742
| 20BL | Water delivered unmeasured non- household | Input | Ml/d | 2 | 0.20812 | 0.20354 | 0.20075 | 0.19774 | 0.19455 | 0.19121 | 0.18778 | 0.18426 | 0.1807 | 0.17709 | 0.17347 | 0.16985 | 0.16623 | 0.16263 | 0.15906 | 0.15552 | 0.15201 | 0.14854 | 0.14513 | 0.14176 | 0.13844 | 0.13518 | 0.13197 | 0.12882 | 0.12573 | 0.1227 | 0.11972 | 0.11681 | 0.11396 | 0.11117 | 0.10844 | 0.10577 | 0.10316 | 0.10061
| 21BL | Water delivered measured household | Input | Ml/d | 2 | 6.9743 | 7.8211 | 8.1025 | 8.3842 | 8.6107 | 8.7741 | 8.988 | 9.1314 | 9.332 | 9.5974 | 9.7911 | 10.0507 | 10.2304 | 10.3957 | 10.47 | 10.5285 | 10.5724 | 10.602 | 10.619 | 10.6252 | 10.6219 | 10.6094 | 10.588 | 10.5581 | 10.5202 | 10.4744 | 10.4209 | 10.3599 | 10.2917 | 10.2153 | 10.1314 | 10.0406 | 9.9438 | 9.841
| 22BL | Water delivered unmeasured household | Input | Ml/d | 2 | 12.001 | 11.5836 | 11.3365 | 11.0932 | 10.7836 | 10.4137 | 10.119 | 9.767 | 9.4873 | 9.2756 | 9.008 | 8.7999 | 8.5376 | 8.2814 | 7.9792 | 7.684 | 7.3969 | 7.1184 | 6.8482 | 6.5863 | 6.3323 | 6.0861 | 5.8473 | 5.6162 | 5.3921 | 5.1753 | 4.9655 | 4.7625 | 4.5661 | 4.3762 | 4.1928 | 4.0154 | 3.844 | 3.6786
| 23BL | Measured Non Household - Consumption | 19BL-34BL | Ml/d | 2 | 10.134 | 9.8688 | 9.8554 | 9.9147 | 9.9722 | 9.9964 | 10.1572 | 10.1626 | 10.1527 | 10.1431 | 10.1338 | 10.1244 | 10.1153 | 10.1062 | 10.0973 | 10.0884 | 10.0796 | 10.0708 | 10.062 | 10.0542 | 10.0464 | 10.0386 | 10.0308 | 10.0231 | 10.0154 | 10.0077 | 10.0001 | 9.9924 | 9.9848 | 9.9781 | 9.9715 | 9.9649 | 9.9582 | 9.9516
| 24BL | Unmeasured Non Household - Consumption | 20BL-35BL | Ml/d | 2 | 0.19725 | 0.19333 | 0.19087 | 0.18816 | 0.18526 | 0.18222 | 0.17906 | 0.17582 | 0.17251 | 0.16916 | 0.16579 | 0.1624 | 0.15902 | 0.15564 | 0.15229 | 0.14895 | 0.14565 | 0.14238 | 0.13915 | 0.13597 | 0.13283 | 0.12974 | 0.1267 | 0.12372 | 0.12079 | 0.11791 | 0.11508 | 0.11232 | 0.10961 | 0.10695 | 0.10435 | 0.10181 | 0.099324 | 0.096893
| 25BL | Measured Household - Consumption | 21BL-36BL | Ml/d | 2 | 6.3063 | 7.1136 | 7.3751 | 7.6369 | 7.8432 | 7.9863 | 8.18 | 8.3037 | 8.4845 | 8.7299 | 8.9038 | 9.1438 | 9.3045 | 9.4516 | 9.5082 | 9.5496 | 9.5768 | 9.5906 | 9.5922 | 9.5834 | 9.5653 | 9.5383 | 9.5026 | 9.4586 | 9.4069 | 9.3475 | 9.2806 | 9.2065 | 9.1252 | 9.0362 | 8.94 | 8.8372 | 8.7284 | 8.6139
| 26BL | Unmeasured Household - Consumption | 22BL-37BL | Ml/d | 2 | 11.1835 | 10.8088 | 10.5822 | 10.3589 | 10.0688 | 9.7178 | 9.4415 | 9.1074 | 8.8452 | 8.6506 | 8.3995 | 8.2075 | 7.961 | 7.72 | 7.4327 | 7.152 | 6.879 | 6.6142 | 6.3574 | 6.1085 | 5.8671 | 5.6332 | 5.4065 | 5.187 | 4.9743 | 4.7686 | 4.5695 | 4.377 | 4.1909 | 4.0109 | 3.8372 | 3.6692 | 3.507 | 3.3504
| 27 - | Percentage of consumption driven by climate change | Input | % | 1 | 0 | 0.18313 | 0.20883 | 0.23555 | 0.26353 | 0.28239 | 0.30291 | 0.32214 | 0.33976 | 0.35577 | 0.37343 | 0.3894 | 0.40727 | 0.42537 | 0.4458 | 0.46777 | 0.49024 | 0.51321 | 0.5367 | 0.56072 | 0.58525 | 0.6103 | 0.6359 | 0.66206 | 0.6888 | 0.71827 | 0.7484 | 0.77922 | 0.81075 | 0.8431 | 0.87624 | 0.91019 | 0.94496 | 0.98058
| 28 - | Volume of consumption driven by climate change |  | Ml/d | 1 | 0 | 0.051247 | 0.05848 | 0.066188 | 0.073971 | 0.078737 | 0.084687 | 0.089393 | 0.09396 | 0.098522 | 0.10308 | 0.10762 | 0.11216 | 0.11669 | 0.12122 | 0.12601 | 0.1308 | 0.13558 | 0.14035 | 0.14513 | 0.14989 | 0.15465 | 0.1594 | 0.16414 | 0.16888 | 0.17412 | 0.17936 | 0.18458 | 0.1898 | 0.19503 | 0.20025 | 0.20546 | 0.21066 | 0.21586
PCC and consumption by component | 29BL | Measured Household - PCC | (25BL*1,000,000)/(51BL*1,000) | l/h/d | 1 | 113.1495 | 119.7239 | 120.4687 | 121.1991 | 121.045 | 119.9886 | 119.7828 | 118.6381 | 118.3348 | 118.9391 | 118.6412 | 119.3117 | 119.0644 | 118.7526 | 117.4169 | 116.0562 | 114.6546 | 113.1916 | 111.6851 | 110.149 | 108.5929 | 107.0133 | 105.4129 | 103.7905 | 102.1485 | 100.4878 | 98.8079 | 97.1086 | 95.39 | 93.6533 | 91.8762 | 90.0918 | 88.2946 | 86.4845
| 29.1BL | Measured toilet flushing | Input | l/h/d | 1 | 25.919 | 27.425 | 27.5957 | 27.763 | 27.7277 | 27.4857 | 27.4385 | 27.1763 | 27.1068 | 27.2453 | 27.177 | 27.3306 | 27.274 | 27.2025 | 26.8966 | 26.5849 | 26.2638 | 25.9287 | 25.5836 | 25.2317 | 24.8753 | 24.5134 | 24.1468 | 23.7752 | 23.3991 | 23.0187 | 22.6338 | 22.2446 | 21.8509 | 21.4531 | 21.046 | 20.6372 | 20.2256 | 19.8109
| 29.2BL | Measured personal washing | Input | l/h/d | 1 | 47.2755 | 50.0224 | 50.3336 | 50.6387 | 50.5743 | 50.133 | 50.047 | 49.5687 | 49.442 | 49.6945 | 49.57 | 49.8501 | 49.7468 | 49.6165 | 49.0585 | 48.4899 | 47.9043 | 47.2931 | 46.6637 | 46.0218 | 45.3717 | 44.7117 | 44.043 | 43.3652 | 42.6791 | 41.9853 | 41.2833 | 40.5734 | 39.8553 | 39.1297 | 38.3872 | 37.6416 | 36.8907 | 36.1345
| 29.3BL | Measured clothes washing | Input | l/h/d | 1 | 13.9299 | 14.7393 | 14.831 | 14.9209 | 14.9019 | 14.7719 | 14.7465 | 14.6056 | 14.5682 | 14.6427 | 14.606 | 14.6885 | 14.6581 | 14.6197 | 14.4553 | 14.2877 | 14.1152 | 13.9351 | 13.7496 | 13.5605 | 13.3689 | 13.1745 | 12.9774 | 12.7777 | 12.5755 | 12.3711 | 12.1643 | 11.9551 | 11.7435 | 11.5297 | 11.3109 | 11.0912 | 10.87 | 10.6471
| 29.4BL | Measured dish washing | Input | l/h/d | 1 | 10.9484 | 11.5845 | 11.6566 | 11.7273 | 11.7124 | 11.6102 | 11.5902 | 11.4795 | 11.4501 | 11.5086 | 11.4798 | 11.5447 | 11.5207 | 11.4906 | 11.3613 | 11.2296 | 11.094 | 10.9525 | 10.8067 | 10.6581 | 10.5075 | 10.3547 | 10.1998 | 10.0428 | 9.8839 | 9.7232 | 9.5607 | 9.3963 | 9.23 | 9.0619 | 8.89 | 8.7173 | 8.5434 | 8.3683
| 29.5BL | Measured miscellaneous internal use | Input | l/h/d | 1 | 13.6744 | 14.4689 | 14.5589 | 14.6472 | 14.6286 | 14.5009 | 14.476 | 14.3377 | 14.301 | 14.3741 | 14.3381 | 14.4191 | 14.3892 | 14.3515 | 14.1901 | 14.0257 | 13.8563 | 13.6795 | 13.4974 | 13.3118 | 13.1237 | 12.9328 | 12.7394 | 12.5433 | 12.3449 | 12.1442 | 11.9412 | 11.7358 | 11.5281 | 11.3182 | 11.1035 | 10.8878 | 10.6706 | 10.4519
| 29.6BL | Measured external use | Input | l/h/d | 1 | 1.4023 | 1.4838 | 1.493 | 1.502 | 1.5001 | 1.487 | 1.4845 | 1.4703 | 1.4665 | 1.474 | 1.4703 | 1.4787 | 1.4756 | 1.4717 | 1.4552 | 1.4383 | 1.4209 | 1.4028 | 1.3841 | 1.3651 | 1.3458 | 1.3262 | 1.3064 | 1.2863 | 1.2659 | 1.2454 | 1.2245 | 1.2035 | 1.1822 | 1.1607 | 1.1386 | 1.1165 | 1.0943 | 1.0718
| 30BL | Unmeasured Household - PCC | (26BL*1,000,000)/(52BL*1,000) | l/h/d | 1 | 156.798 | 158.6274 | 158.753 | 158.8578 | 157.8553 | 155.7734 | 154.7424 | 152.6132 | 151.5236 | 151.5019 | 150.4041 | 150.2763 | 149.0606 | 147.8117 | 145.5176 | 143.194 | 140.8476 | 138.48 | 136.0957 | 133.7061 | 131.3075 | 128.9015 | 126.4876 | 124.0699 | 121.644 | 119.2157 | 116.7874 | 114.3585 | 111.9297 | 109.504 | 107.0763 | 104.6537 | 102.2353 | 99.822
| 30.1BL | Unmeasured toilet flushing | Input | l/h/d | 1 | 33.1977 | 33.585 | 33.6116 | 33.6338 | 33.4215 | 32.9807 | 32.7625 | 32.3117 | 32.081 | 32.0764 | 31.844 | 31.8169 | 31.5595 | 31.2951 | 30.8094 | 30.3174 | 29.8206 | 29.3193 | 28.8145 | 28.3086 | 27.8008 | 27.2914 | 26.7803 | 26.2684 | 25.7548 | 25.2407 | 24.7265 | 24.2123 | 23.6981 | 23.1845 | 22.6705 | 22.1575 | 21.6455 | 21.1346
| 30.2BL | Unmeasured personal washing | Input | l/h/d | 1 | 68.571 | 69.371 | 69.4259 | 69.4717 | 69.0333 | 68.1228 | 67.672 | 66.7408 | 66.2643 | 66.2549 | 65.7748 | 65.7189 | 65.1872 | 64.641 | 63.6378 | 62.6216 | 61.5955 | 60.5601 | 59.5174 | 58.4724 | 57.4234 | 56.3712 | 55.3156 | 54.2583 | 53.1974 | 52.1354 | 51.0735 | 50.0113 | 48.9491 | 47.8883 | 46.8266 | 45.7672 | 44.7096 | 43.6542
| 30.3BL | Unmeasured clothes washing | Input | l/h/d | 1 | 18.7766 | 18.9956 | 19.0107 | 19.0232 | 18.9032 | 18.6539 | 18.5304 | 18.2754 | 18.145 | 18.1424 | 18.0109 | 17.9956 | 17.85 | 17.7005 | 17.4257 | 17.1475 | 16.8665 | 16.583 | 16.2975 | 16.0113 | 15.7241 | 15.436 | 15.1469 | 14.8574 | 14.5669 | 14.2761 | 13.9853 | 13.6944 | 13.4036 | 13.1131 | 12.8224 | 12.5323 | 12.2427 | 11.9537
| 30.4BL | Unmeasured dish washing | Input | l/h/d | 1 | 15.0364 | 15.2119 | 15.2239 | 15.234 | 15.1378 | 14.9382 | 14.8393 | 14.6351 | 14.5306 | 14.5285 | 14.4233 | 14.411 | 14.2944 | 14.1747 | 13.9547 | 13.7318 | 13.5068 | 13.2798 | 13.0511 | 12.822 | 12.592 | 12.3612 | 12.1298 | 11.8979 | 11.6653 | 11.4324 | 11.1995 | 10.9666 | 10.7337 | 10.5011 | 10.2683 | 10.0359 | 9.804 | 9.5726
| 30.5BL | Unmeasured miscellaneous internal use | Input | l/h/d | 1 | 19.751 | 19.9814 | 19.9972 | 20.0104 | 19.8842 | 19.6219 | 19.492 | 19.2238 | 19.0866 | 19.0839 | 18.9456 | 18.9295 | 18.7763 | 18.619 | 18.33 | 18.0374 | 17.7418 | 17.4436 | 17.1432 | 16.8422 | 16.5401 | 16.237 | 15.9329 | 15.6284 | 15.3228 | 15.0169 | 14.7111 | 14.4051 | 14.0992 | 13.7936 | 13.4878 | 13.1826 | 12.878 | 12.574
| 30.6BL | Unmeasured external use | Input | l/h/d | 1 | 1.4654 | 1.4825 | 1.4837 | 1.4847 | 1.4753 | 1.4558 | 1.4462 | 1.4263 | 1.4161 | 1.4159 | 1.4057 | 1.4045 | 1.3931 | 1.3814 | 1.36 | 1.3383 | 1.3163 | 1.2942 | 1.2719 | 1.2496 | 1.2272 | 1.2047 | 1.1821 | 1.1595 | 1.1369 | 1.1142 | 1.0915 | 1.0688 | 1.0461 | 1.0234 | 1.0007 | 0.97808 | 0.95548 | 0.93292
| 31BL | Average Household - PCC | ((25BL+26BL)*1,000,000))/(51BL+52BL*1,000) | l/h/d | 1 | 137.6515 | 140.5059 | 140.4249 | 140.3511 | 139.3054 | 137.3017 | 136.279 | 134.2743 | 133.2294 | 133.1869 | 132.1929 | 132.1963 | 131.2421 | 130.2662 | 128.2859 | 126.3067 | 124.3191 | 122.3081 | 120.2846 | 118.2598 | 116.2374 | 114.2144 | 112.1914 | 110.168 | 108.1434 | 106.1193 | 104.0951 | 102.0697 | 100.0426 | 98.0149 | 95.9674 | 93.9261 | 91.8859 | 89.8462
| 32BL | Water Taken Unbilled | Input | Ml/d | 2 | 0.48883 | 0.49203 | 0.49428 | 0.49669 | 0.49938 | 0.50224 | 0.50514 | 0.50804 | 0.51104 | 0.51427 | 0.51754 | 0.52081 | 0.52403 | 0.52703 | 0.52991 | 0.53273 | 0.53544 | 0.53798 | 0.5404 | 0.54277 | 0.54515 | 0.54752 | 0.54989 | 0.55226 | 0.55462 | 0.55698 | 0.55934 | 0.56169 | 0.56403 | 0.56633 | 0.56853 | 0.57073 | 0.57293 | 0.57513
| 33BL | Distribution System Operational Use | Input | Ml/d | 2 | 0.31973 | 0.32182 | 0.32329 | 0.32487 | 0.32663 | 0.3285 | 0.3304 | 0.3323 | 0.33425 | 0.33637 | 0.33851 | 0.34065 | 0.34275 | 0.34471 | 0.3466 | 0.34845 | 0.35022 | 0.35188 | 0.35346 | 0.35501 | 0.35657 | 0.35812 | 0.35967 | 0.36122 | 0.36276 | 0.36431 | 0.36585 | 0.36739 | 0.36892 | 0.37042 | 0.37186 | 0.3733 | 0.37474 | 0.37618
Leakage | 34BL | Measured Non Household - USPL | Input | Ml/d | 2 | 0.11322 | 0.11413 | 0.11455 | 0.11495 | 0.11534 | 0.11571 | 0.11606 | 0.11641 | 0.11673 | 0.11705 | 0.11736 | 0.11765 | 0.11794 | 0.11822 | 0.11849 | 0.11875 | 0.11901 | 0.11926 | 0.1195 | 0.11973 | 0.11996 | 0.12019 | 0.12041 | 0.12062 | 0.12083 | 0.12104 | 0.12124 | 0.12143 | 0.12162 | 0.12181 | 0.122 | 0.12218 | 0.12236 | 0.12253
| 35BL | Unmeasured Non Household - USPL | Input | Ml/d | 2 | 0.01087 | 0.010206 | 0.0098889 | 0.009582 | 0.0092845 | 0.0089963 | 0.0087171 | 0.0084465 | 0.0081843 | 0.0079303 | 0.0076841 | 0.0074456 | 0.0072145 | 0.0069905 | 0.0067735 | 0.0065633 | 0.0063596 | 0.0061621 | 0.0059709 | 0.0057855 | 0.0056059 | 0.0054319 | 0.0052633 | 0.0050999 | 0.0049416 | 0.0047882 | 0.0046396 | 0.0044956 | 0.0043561 | 0.0042208 | 0.0040898 | 0.0039629 | 0.0038399 | 0.0037207
| 36BL | Measured Household - USPL | Input | Ml/d | 2 | 0.66795 | 0.7075 | 0.72733 | 0.74723 | 0.76749 | 0.78783 | 0.80794 | 0.82774 | 0.84745 | 0.86748 | 0.8873 | 0.90682 | 0.92589 | 0.9441 | 0.96171 | 0.97891 | 0.99554 | 1.0115 | 1.0268 | 1.0418 | 1.0565 | 1.0711 | 1.0854 | 1.0994 | 1.1132 | 1.1269 | 1.1403 | 1.1535 | 1.1664 | 1.1791 | 1.1914 | 1.2034 | 1.2153 | 1.2271
| 37BL | Unmeasured Household - USPL | Input | Ml/d | 2 | 0.81756 | 0.77481 | 0.75428 | 0.7343 | 0.71484 | 0.6959 | 0.67747 | 0.65952 | 0.64204 | 0.62503 | 0.60847 | 0.59235 | 0.57665 | 0.56138 | 0.5465 | 0.53202 | 0.51793 | 0.5042 | 0.49084 | 0.47784 | 0.46518 | 0.45285 | 0.44086 | 0.42917 | 0.4178 | 0.40673 | 0.39596 | 0.38547 | 0.37525 | 0.36531 | 0.35563 | 0.34621 | 0.33704 | 0.32811
| 38BL | Void Properties - USPL | Input | Ml/d | 2 | 0.071655 | 0.068308 | 0.068561 | 0.068829 | 0.069127 | 0.069442 | 0.069761 | 0.070079 | 0.070408 | 0.070761 | 0.071119 | 0.071476 | 0.071827 | 0.072153 | 0.072466 | 0.072773 | 0.073067 | 0.073342 | 0.073605 | 0.073861 | 0.074118 | 0.074375 | 0.074631 | 0.074888 | 0.075143 | 0.075398 | 0.075653 | 0.075907 | 0.07616 | 0.076409 | 0.076647 | 0.076885 | 0.077123 | 0.077361
| 39BL | Distribution Losses | Input | Ml/d | 2 | 2.6595 | 3.1867 | 3.187 | 3.1752 | 2.9975 | 2.8192 | 2.6406 | 2.4619 | 2.2828 | 2.1683 | 2.0537 | 1.9389 | 1.8519 | 1.7653 | 1.6512 | 1.5372 | 1.4233 | 1.3098 | 1.1965 | 1.1387 | 1.0809 | 1.0229 | 0.96478 | 0.9066 | 0.84835 | 0.79 | 0.73156 | 0.67307 | 0.61451 | 0.55597 | 0.49763 | 0.43921 | 0.3807 | 0.32213
| 40BL | Total Leakage | sum(34BL:39BL) | Ml/d | 2 | 4.3407 | 4.8616 | 4.8616 | 4.8501 | 4.6736 | 4.4971 | 4.3206 | 4.1441 | 3.9676 | 3.8566 | 3.7456 | 3.6346 | 3.5514 | 3.4682 | 3.3572 | 3.2462 | 3.1352 | 3.0242 | 2.9133 | 2.8578 | 2.8023 | 2.7468 | 2.6913 | 2.6358 | 2.5803 | 2.5248 | 2.4693 | 2.4138 | 2.3584 | 2.3029 | 2.2474 | 2.1919 | 2.1364 | 2.0809
| 41BL | Total Leakage | (40BL*1,000,000)/(48BL*1,000) | l/prop/d | 2 | 72.9512 | 81.176 | 80.8067 | 80.2245 | 76.8887 | 73.5646 | 70.2719 | 67.0161 | 63.7854 | 61.6113 | 59.4596 | 57.3351 | 55.6784 | 54.0641 | 52.0503 | 50.063 | 48.1071 | 46.1859 | 44.2921 | 43.2591 | 42.2352 | 41.2201 | 40.2137 | 39.2162 | 38.2279 | 37.2479 | 36.2763 | 35.3134 | 34.3592 | 33.415 | 32.4843 | 31.5608 | 30.6444 | 29.7349
Customer: Properties | 42BL | Measured non-households - properties | Input (total, excluding voids) | 000's | 2 | 5.1351 | 5.1763 | 5.1955 | 5.2137 | 5.2312 | 5.248 | 5.264 | 5.2795 | 5.2944 | 5.3088 | 5.3227 | 5.3362 | 5.3492 | 5.3618 | 5.3741 | 5.386 | 5.3976 | 5.4089 | 5.4198 | 5.4305 | 5.4409 | 5.4511 | 5.461 | 5.4708 | 5.4802 | 5.4895 | 5.4986 | 5.5075 | 5.5162 | 5.5248 | 5.5331 | 5.5413 | 5.5494 | 5.5573
| 43BL | Unmeasured non-households - properties | Input (total, excluding voids) | 000's | 2 | 0.31635 | 0.29701 | 0.28779 | 0.27886 | 0.27021 | 0.26182 | 0.25369 | 0.24582 | 0.23819 | 0.23079 | 0.22363 | 0.21669 | 0.20996 | 0.20344 | 0.19713 | 0.19101 | 0.18508 | 0.17934 | 0.17377 | 0.16837 | 0.16315 | 0.15808 | 0.15318 | 0.14842 | 0.14382 | 0.13935 | 0.13503 | 0.13083 | 0.12677 | 0.12284 | 0.11902 | 0.11533 | 0.11175 | 0.10828
| 44BL | All void non-households - properties | Input (voids in each year) | 000's | 2 | 0.43293 | 0.43511 | 0.43611 | 0.43705 | 0.43795 | 0.4388 | 0.43962 | 0.4404 | 0.44115 | 0.44187 | 0.44257 | 0.44324 | 0.4439 | 0.44453 | 0.44514 | 0.44574 | 0.44632 | 0.44689 | 0.44745 | 0.44799 | 0.44852 | 0.44904 | 0.44955 | 0.45005 | 0.45054 | 0.45103 | 0.4515 | 0.45197 | 0.45243 | 0.45289 | 0.45334 | 0.45378 | 0.45422 | 0.45465
| 45BL | Total measured households - properties (excl void) | Pre-plan year = input. Forecast years = Previous year 45BL + sum(45.1BL:45.6BL) | 000's | 2 | 28.1984 | 29.9055 | 30.7642 | 31.6269 | 32.5076 | 33.3932 | 34.2697 | 35.1329 | 35.9938 | 36.8695 | 37.7374 | 38.5924 | 39.428 | 40.226 | 40.9974 | 41.7513 | 42.4802 | 43.1776 | 43.8508 | 44.5077 | 45.1545 | 45.7915 | 46.419 | 47.0368 | 47.6446 | 48.2435 | 48.8337 | 49.4143 | 49.9855 | 50.5446 | 51.0836 | 51.6151 | 52.1393 | 52.6563
| 45.1BL | New build properties - properties | Input (new builds in each year) | 000's | 2 | 0.2717 | 0.24184 | 0.25715 | 0.27702 | 0.31058 | 0.33053 | 0.33624 | 0.33722 | 0.34881 | 0.37723 | 0.38252 | 0.38259 | 0.3757 | 0.35026 | 0.33552 | 0.3296 | 0.31588 | 0.2952 | 0.28177 | 0.27574 | 0.27578 | 0.27583 | 0.2759 | 0.27558 | 0.27451 | 0.27457 | 0.27436 | 0.27322 | 0.27191 | 0.2677 | 0.25537 | 0.25538 | 0.25538 | 0.25537
| 45.2BL | Meter optants - properties | Input (meter optants in each year) | 000's | 2 | 0.50975 | 0.59407 | 0.57833 | 0.56301 | 0.54809 | 0.53357 | 0.51943 | 0.50567 | 0.49227 | 0.47923 | 0.46653 | 0.45417 | 0.44214 | 0.43042 | 0.41902 | 0.40791 | 0.39711 | 0.38659 | 0.37634 | 0.36637 | 0.35666 | 0.34721 | 0.33802 | 0.32906 | 0.32034 | 0.31185 | 0.30359 | 0.29555 | 0.28772 | 0.28009 | 0.27267 | 0.26545 | 0.25841 | 0.25157
| 45.3BL | Compulsory metering - properties | Input (compulsory meters in each year) | 000's | 2 | 0 | 0 | 0 | 0 | 0 | 0 | 0 | 0 | 0 | 0 | 0 | 0 | 0 | 0 | 0 | 0 | 0 | 0 | 0 | 0 | 0 | 0 | 0 | 0 | 0 | 0 | 0 | 0 | 0 | 0 | 0 | 0 | 0 | 0
| 45.4BL | Metering on change of occupancy - properties | Input (change of occupancy meters in each year) | 000's | 2 | 0 | 0 | 0 | 0 | 0 | 0 | 0 | 0 | 0 | 0 | 0 | 0 | 0 | 0 | 0 | 0 | 0 | 0 | 0 | 0 | 0 | 0 | 0 | 0 | 0 | 0 | 0 | 0 | 0 | 0 | 0 | 0 | 0 | 0
| 45.5BL | Selective metering - properties | Input (selective meters in each year) | 000's | 2 | 0 | 0 | 0 | 0 | 0 | 0 | 0 | 0 | 0 | 0 | 0 | 0 | 0 | 0 | 0 | 0 | 0 | 0 | 0 | 0 | 0 | 0 | 0 | 0 | 0 | 0 | 0 | 0 | 0 | 0 | 0 | 0 | 0 | 0
| 45.6BL | Other changes to existing metering - properties | Input (other changes to meters in each year) | 000's | 2 | 0.026299 | 0.02389 | 0.023257 | 0.02264 | 0.022041 | 0.021457 | 0.020888 | 0.020335 | 0.019796 | 0.019271 | 0.018761 | 0.018264 | 0.01778 | 0.017309 | 0.01685 | 0.016404 | 0.015969 | 0.015546 | 0.015134 | 0.014733 | 0.014343 | 0.013963 | 0.013593 | 0.013233 | 0.012882 | 0.012541 | 0.012208 | 0.011885 | 0.01157 | 0.011263 | 0.010965 | 0.010675 | 0.010392 | 0.010116
| 45.7BL | Measured void households - properties | Input (voids in each year) | 000's | 2 | 0.75154 | 0.769 | 0.79061 | 0.81228 | 0.83435 | 0.85652 | 0.87844 | 0.90001 | 0.92151 | 0.94333 | 0.96495 | 0.98623 | 1.007 | 1.0269 | 1.0461 | 1.0648 | 1.083 | 1.1003 | 1.1171 | 1.1334 | 1.1495 | 1.1653 | 1.1809 | 1.1962 | 1.2113 | 1.2262 | 1.2408 | 1.2552 | 1.2694 | 1.2832 | 1.2965 | 1.3097 | 1.3227 | 1.3355
| 46BL | Unmeasured households - properties (excl void) | Input (total) | 000's | 2 | 23.9581 | 22.7054 | 22.1038 | 21.5181 | 20.948 | 20.393 | 19.8527 | 19.3267 | 18.8146 | 18.3161 | 17.8308 | 17.3584 | 16.8985 | 16.4507 | 16.0149 | 15.5906 | 15.1775 | 14.7753 | 14.3839 | 14.0028 | 13.6318 | 13.2706 | 12.919 | 12.5767 | 12.2435 | 11.9191 | 11.6033 | 11.2958 | 10.9965 | 10.7052 | 10.4216 | 10.1454 | 9.8766 | 9.6149
| 47BL | Unmeasured void households - properties | Input (voids in each year) | 000's | 2 | 0.7095 | 0.6014 | 0.58546 | 0.56995 | 0.55485 | 0.54015 | 0.52584 | 0.5119 | 0.49834 | 0.48514 | 0.47228 | 0.45977 | 0.44759 | 0.43573 | 0.42419 | 0.41295 | 0.40201 | 0.39135 | 0.38098 | 0.37089 | 0.36106 | 0.3515 | 0.34218 | 0.33312 | 0.32429 | 0.3157 | 0.30734 | 0.29919 | 0.29126 | 0.28355 | 0.27604 | 0.26872 | 0.2616 | 0.25467
| 48BL | Total Resource Zone Properties (incl voids) | SUM(42BL:45BL)+45.7BL+46BL+47BL | 000's | 2 | 59.5019 | 59.8897 | 60.1635 | 60.4569 | 60.7842 | 61.1314 | 61.484 | 61.8373 | 62.202 | 62.5956 | 62.9943 | 63.3929 | 63.7841 | 64.1492 | 64.4989 | 64.8424 | 65.1717 | 65.4797 | 65.7738 | 66.0616 | 66.3494 | 66.6371 | 66.9248 | 67.2121 | 67.4982 | 67.7844 | 68.0702 | 68.3549 | 68.6381 | 68.917 | 69.1832 | 69.4494 | 69.7156 | 69.9817
Customer: Population | 49BL | Measured Non Household - Population | Input (total) | 000's | 2 | 7.2002 | 7.2164 | 7.2298 | 7.245 | 7.2569 | 7.2802 | 7.3044 | 7.333 | 7.3601 | 7.3834 | 7.4184 | 7.4606 | 7.5098 | 7.5552 | 7.599 | 7.6553 | 7.7091 | 7.7579 | 7.7965 | 7.8316 | 7.8661 | 7.9025 | 7.9363 | 7.9645 | 7.9913 | 8.0183 | 8.0454 | 8.0726 | 8.0999 | 8.127 | 8.1536 | 8.1807 | 8.2078 | 8.235
| 50BL | Unmeasured Non Household - Population | Input (total) | 000's | 2 | 0 | 0 | 0 | 0 | 0 | 0 | 0 | 0 | 0 | 0 | 0 | 0 | 0 | 0 | 0 | 0 | 0 | 0 | 0 | 0 | 0 | 0 | 0 | 0 | 0 | 0 | 0 | 0 | 0 | 0 | 0 | 0 | 0 | 0
| 51BL | Measured Household - Population | Input (total) | 000's | 2 | 55.7344 | 59.4166 | 61.2204 | 63.0114 | 64.7961 | 66.5587 | 68.2906 | 69.9918 | 71.6991 | 73.3984 | 75.0479 | 76.6383 | 78.1466 | 79.5908 | 80.9785 | 82.284 | 83.5276 | 84.7287 | 85.8861 | 87.004 | 88.0844 | 89.1323 | 90.1466 | 91.132 | 92.0907 | 93.0217 | 93.926 | 94.8058 | 95.6626 | 96.4857 | 97.3051 | 98.091 | 98.8559 | 99.601
| 52BL | Unmeasured Household - Population | Input (total) | 000's | 2 | 71.3241 | 68.1397 | 66.6586 | 65.2086 | 63.7848 | 62.3841 | 61.0144 | 59.6767 | 58.3752 | 57.0989 | 55.8461 | 54.6162 | 53.4075 | 52.2288 | 51.0774 | 49.9459 | 48.84 | 47.7631 | 46.7124 | 45.6859 | 44.6823 | 43.7017 | 42.7432 | 41.807 | 40.8926 | 39.9994 | 39.1268 | 38.2745 | 37.442 | 36.6282 | 35.8357 | 35.0604 | 34.3033 | 33.5642
| 53BL | Total Resource Zone Population | Sum(49BL:52BL) | 000's | 2 | 134.2587 | 134.7727 | 135.1087 | 135.465 | 135.8379 | 136.223 | 136.6094 | 137.0014 | 137.4344 | 137.8808 | 138.3123 | 138.715 | 139.0639 | 139.3748 | 139.6549 | 139.8853 | 140.0766 | 140.2497 | 140.3949 | 140.5215 | 140.6327 | 140.7364 | 140.8262 | 140.9035 | 140.9746 | 141.0394 | 141.0982 | 141.1529 | 141.2046 | 141.2409 | 141.2944 | 141.332 | 141.367 | 141.4003
Occupancy | 54BL | Measured Household - Occupancy Rate (average) (excl voids) | 51BL/45BL | h/prop | 1 | 1.9765 | 1.9868 | 1.99 | 1.9923 | 1.9933 | 1.9932 | 1.9927 | 1.9922 | 1.992 | 1.9908 | 1.9887 | 1.9858 | 1.982 | 1.9786 | 1.9752 | 1.9708 | 1.9663 | 1.9623 | 1.9586 | 1.9548 | 1.9507 | 1.9465 | 1.942 | 1.9375 | 1.9329 | 1.9282 | 1.9234 | 1.9186 | 1.9138 | 1.9089 | 1.9048 | 1.9004 | 1.896 | 1.8915
| 55BL | Unmeasured Household - Occupancy Rate | 52BL/46BL | h/prop | 1 | 2.977 | 3.001 | 3.0157 | 3.0304 | 3.0449 | 3.0591 | 3.0734 | 3.0878 | 3.1027 | 3.1174 | 3.132 | 3.1464 | 3.1605 | 3.1749 | 3.1894 | 3.2036 | 3.2179 | 3.2326 | 3.2476 | 3.2626 | 3.2778 | 3.2931 | 3.3086 | 3.3242 | 3.34 | 3.3559 | 3.3721 | 3.3884 | 3.4049 | 3.4215 | 3.4386 | 3.4558 | 3.4732 | 3.4908
Metering | 56BL | Total Household Metering penetration (excl. voids) | 45BL/45BL+46BL | % | 0 | 54.06% | 56.84% | 58.19% | 59.51% | 60.81% | 62.09% | 63.32% | 64.51% | 65.67% | 66.81% | 67.91% | 68.98% | 70% | 70.97% | 71.91% | 72.81% | 73.68% | 74.5% | 75.3% | 76.07% | 76.81% | 77.53% | 78.23% | 78.9% | 79.56% | 80.19% | 80.8% | 81.39% | 81.97% | 82.52% | 83.06% | 83.57% | 84.07% | 84.56%
| 57BL | Total Household Metering penetration (incl. voids) | 45BL/(45BL+45.7BL+46BL+47BL) | % | 0 | 52.59% | 55.4% | 56.71% | 58% | 59.27% | 60.51% | 61.72% | 62.88% | 64.01% | 65.12% | 66.2% | 67.24% | 68.24% | 69.19% | 70.1% | 70.98% | 71.83% | 72.63% | 73.41% | 74.16% | 74.89% | 75.59% | 76.27% | 76.93% | 77.57% | 78.18% | 78.78% | 79.36% | 79.92% | 80.46% | 80.99% | 81.49% | 81.98% | 82.45%
|  | Company: | Dŵr Cymru Welsh Water
|  | Resource Zone Name: | Hereford
|  | Resource Zone Number: | 8103
|  | Planning Scenario Name: | Dry Year Annual Average
|  | Chosen Level of Service: | 1 in 20

## 4. BL SDB
Table 4: Baseline supply demand balance
| Row ref | Component | Derivation | Unit | Decimal places | 2015-16 | For info 2017-18 | For info 2018-19 | For info 2019-20 | 2020-21 | 2021-22 | 2022-23 | 2023-24 | 2024-25 | 2025-26 | 2026-27 | 2027-28 | 2028-29 | 2029-30 | 2030-31 | 2031-32 | 2032-33 | 2033-34 | 2034-35 | 2035-36 | 2036-37 | 2037-38 | 2038-39 | 2039-40 | 2040-41 | 2041-42 | 2042-43 | 2043-44 | 2044-45 | 2045-46 | 2046-47 | 2047-48 | 2048-49 | 2049-50
SDB | 11BL | Distribution input | 19BL+20BL+21BL+22BL+32BL+33BL+38BL+39BL | Ml/d | 2 | 32.9703 | 33.66 | 33.6828 | 33.7704 | 33.5691 | 33.2105 | 33.1139 | 32.7339 | 32.4678 | 32.4001 | 32.2045 | 32.1343 | 31.9579 | 31.7734 | 31.4241 | 31.0663 | 30.7019 | 30.3321 | 29.9579 | 29.6376 | 29.3156 | 28.9923 | 28.6675 | 28.3417 | 28.0152 | 27.6879 | 27.3598 | 27.0311 | 26.7019 | 26.3719 | 26.0408 | 25.709 | 25.3771 | 25.0451
| 12BL | Water Available For Use (own sources) | (7BL+8BL)-(9BL+10BL) | Ml/d | 2 | 44.5935 | 44.0735 | 44.0735 | 44.0735 | 44.0735 | 44.0735 | 44.0735 | 44.0735 | 44.0735 | 44.0735 | 44.0735 | 44.0735 | 44.0735 | 44.0735 | 44.0735 | 44.0735 | 44.0735 | 44.0735 | 44.0735 | 44.0735 | 44.0735 | 44.0735 | 44.0735 | 44.0735 | 44.0735 | 44.0735 | 44.0735 | 44.0735 | 44.0735 | 44.0735 | 44.0735 | 44.0735 | 44.0735 | 44.0735
| 13BL | Total Water Available For Use | 12BL+(2BL+3BL)-(5BL+6BL) | Ml/d | 2 | 44.3744 | 43.8733 | 43.8657 | 43.8522 | 43.8861 | 43.9356 | 43.9859 | 44.0432 | 44.0735 | 44.0735 | 44.0735 | 44.0735 | 44.0735 | 44.0735 | 44.0735 | 44.0735 | 44.0735 | 44.0735 | 44.0735 | 44.0735 | 44.0735 | 44.0735 | 44.0735 | 44.0735 | 44.0735 | 44.0735 | 44.0735 | 44.0735 | 44.0735 | 44.0735 | 44.0735 | 44.0735 | 44.0735 | 44.0735
| 14BL | Target headroom (climate change component) | Input | Ml/d | 2 | 0.0059066 | 0.012381 | 0.018609 | 0.025034 | 0.031394 | 0.037265 | 0.043839 | 0.04964 | 0.055816 | 0.049463 | 0.054511 | 0.059934 | 0.06477 | 0.013363 | 0.060468 | 0.062485 | 0.066378 | 0.068959 | 0.072511 | 0.060882 | 0.062924 | 0.065394 | 0.068559 | 0.071305 | 0.058788 | 0.060064 | 0.062633 | 0.062843 | 0.064205 | 0.066069 | 0.065958 | 0.067537 | 0.068877 | 0.013333
| 15BL | Target headroom (All other components) | Input | Ml/d | 2 | 1.954 | 1.963 | 1.9898 | 2.0277 | 2.0502 | 2.0766 | 2.0984 | 2.1316 | 2.1301 | 1.1335 | 1.7426 | 1.7577 | 1.7885 | 1.7134 | 1.5399 | 1.6345 | 1.7621 | 1.8799 | 1.9975 | 1.8305 | 1.9755 | 2.0911 | 2.2348 | 2.3358 | 2.1916 | 2.3224 | 2.466 | 2.5877 | 2.7125 | 2.8558 | 2.9823 | 3.1102 | 3.2336 | 3.3213
| 16BL | Target Headroom | 14BL+15BL | Ml/d | 2 | 1.9599 | 1.9754 | 2.0084 | 2.0527 | 2.0816 | 2.1139 | 2.1423 | 2.1813 | 2.186 | 1.183 | 1.7971 | 1.8176 | 1.8533 | 1.7267 | 1.6004 | 1.697 | 1.8284 | 1.9488 | 2.07 | 1.8914 | 2.0384 | 2.1565 | 2.3034 | 2.4071 | 2.2504 | 2.3825 | 2.5287 | 2.6505 | 2.7767 | 2.9219 | 3.0483 | 3.1778 | 3.3024 | 3.3346
| 17BL | Available Headroom | 13BL-11BL | Ml/d | 2 | 11.4041 | 10.2133 | 10.1828 | 10.0817 | 10.317 | 10.7251 | 10.872 | 11.3093 | 11.6057 | 11.6734 | 11.869 | 11.9392 | 12.1156 | 12.3001 | 12.6493 | 13.0072 | 13.3716 | 13.7414 | 14.1156 | 14.4359 | 14.7578 | 15.0812 | 15.406 | 15.7317 | 16.0583 | 16.3856 | 16.7137 | 17.0423 | 17.3716 | 17.7016 | 18.0327 | 18.3645 | 18.6964 | 19.0283
| 18BL | Supply Demand Balance | 17BL-16BL | Ml/d | 2 | 9.4442 | 8.2379 | 8.1744 | 8.029 | 8.2354 | 8.6112 | 8.7297 | 9.128 | 9.4197 | 10.4904 | 10.0719 | 10.1216 | 10.2623 | 10.5734 | 11.049 | 11.3103 | 11.5431 | 11.7926 | 12.0456 | 12.5445 | 12.7195 | 12.9247 | 13.1026 | 13.3247 | 13.8079 | 14.0031 | 14.185 | 14.3918 | 14.5949 | 14.7798 | 14.9844 | 15.1867 | 15.394 | 15.6937
|  | Company: | Dŵr Cymru Welsh Water
|  | Resource Zone Name: | Hereford
|  | Resource Zone Number: | 8103
|  | Planning Scenario Name: | Dry Year Annual Average
|  | Chosen Level of Service: | 1 in 20
README

## 5. Feasible Options
Table 5: Feasible options detailed costs | [18 empty] | ENTER DISCOUNT RATE % |  |  |  | 3.5% | 3.5% | 3.5% | 3.5% | 3.5% | 3.5% | 3.5% | 3.5% | 3.5% | 3.5% | 3.5% | 3.5% | 3.5% | 3.5% | 3.5% | 3.5% | 3.5% | 3.5% | 3.5% | 3.5% | 3.5% | 3.5% | 3.5% | 3.5% | 3.5% | 3.5% | 3.5% | 3.5% | 3.5% | 3% | 3% | 3% | 3% | 3% | 3% | 3% | 3% | 3% | 3% | 3% | 3% | 3% | 3% | 3% | 3% | 3% | 3% | 3% | 3% | 3% | 3% | 3% | 3% | 3% | 3% | 3% | 3% | 3% | 3% | 3% | 3% | 3% | 3% | 3% | 3% | 3% | 3% | 3% | 3% | 3% | 3% | 3% | 3% | 3% | 2.5% | 2.5% | 2.5% | 2.5% | 2.5% | 2.5% | 2.5% | 2.5% | 2.5% | 2.5% | 2.5% | 2.5% | 2.5% | 2.5% | 2.5% | 2.5% | 2.5% | 2.5% | 2.5% | 2.5% | 2.5% | 2.5% | 2.5% | 2.5% | 2.5% | 2.5% | 2.5% | 2.5% | 2.5%
Detail the gains in WAFU / savings in demand, and the costs of feasible options under capacity use scenario | [18 empty] | ENTER DISCOUNT PERIOD (YRS) | 80 |  | 1 | 0.96618 | 0.93351 | 0.90194 | 0.87144 | 0.84197 | 0.8135 | 0.78599 | 0.75941 | 0.73373 | 0.70892 | 0.68495 | 0.66178 | 0.6394 | 0.61778 | 0.59689 | 0.57671 | 0.5572 | 0.53836 | 0.52016 | 0.50257 | 0.48557 | 0.46915 | 0.45329 | 0.43796 | 0.42315 | 0.40884 | 0.39501 | 0.38165 | 0.36875 | 0.35801 | 0.34758 | 0.33746 | 0.32763 | 0.31809 | 0.30882 | 0.29983 | 0.29109 | 0.28261 | 0.27438 | 0.26639 | 0.25863 | 0.2511 | 0.24379 | 0.23669 | 0.22979 | 0.2231 | 0.2166 | 0.21029 | 0.20417 | 0.19822 | 0.19245 | 0.18684 | 0.1814 | 0.17612 | 0.17099 | 0.16601 | 0.16117 | 0.15648 | 0.15192 | 0.14749 | 0.1432 | 0.13903 | 0.13498 | 0.13105 | 0.12723 | 0.12352 | 0.11993 | 0.11643 | 0.11304 | 0.10975 | 0.10655 | 0.10345 | 0.10044 | 0.097511 | 0.095133 | 0.092813 | 0.090549 | 0.08834 | 0.086186 | Note: If option costs are required from beyond year 80 then the NPV calculation formula must be amended manually to cover the extended period
[22 empty] | 1 | 2 | 3 | 4 | 5 | 6 | 7 | 8 | 9 | 10 | 11 | 12 | 13 | 14 | 15 | 16 | 17 | 18 | 19 | 20 | 21 | 22 | 23 | 24 | 25 | 26 | 27 | 28 | 29 | 30 | 31 | 32 | 33 | 34 | 35 | 36 | 37 | 38 | 39 | 40 | 41 | 42 | 43 | 44 | 45 | 46 | 47 | 48 | 49 | 50 | 51 | 52 | 53 | 54 | 55 | 56 | 57 | 58 | 59 | 60 | 61 | 62 | 63 | 64 | 65 | 66 | 67 | 68 | 69 | 70 | 71 | 72 | 73 | 74 | 75 | 76 | 77 | 78 | 79 | 80 | 81 | 82 | 83 | 84 | 85 | 86 | 87 | 88 | 89 | 90 | 91 | 92 | 93 | 94 | 95 | 96 | 97 | 98 | 99 | 100 | 101 | 102 | 103 | 104
Row ref | Option name | Option reference no. | Type of option | Preferred Option (Y/N) | Earliest potential option start date (Year) | Costs based on capacity | WAFU on full implementation (Ml/d) | NPV of WAFU (Ml) | CAPEX NPV (£000) | OPEX NPV (£000) | NPV of opex savings (£000) | NPV of carbon (£000) | Social & Env. NPV (£000) | TOTAL NPV (£000) | AIC (p/m3) | AISC (p/m3) | Scope confidence (score 1 to 5) | Cost confidence (score 1 to 5) | Cost component | Derivation | Unit | Year 1 | Year 2 | Year 3 | Year 4 | Year 5 | Year 6 | Year 7 | Year 8 | Year 9 | Year 10 | Year 11 | Year 12 | Year 13 | Year 14 | Year 15 | Year 16 | Year 17 | Year 18 | Year 19 | Year 20 | Year 21 | Year 22 | Year 23 | Year 24 | Year 25 | Year 26 | Year 27 | Year 28 | Year 29 | Year 30 | Year 31 | Year 32 | Year 33 | Year 34 | Year 35 | Year 36 | Year 37 | Year 38 | Year 39 | Year 40 | Year 41 | Year 42 | Year 43 | Year 44 | Year 45 | Year 46 | Year 47 | Year 48 | Year 49 | Year 50 | Year 51 | Year 52 | Year 53 | Year 54 | Year 55 | Year 56 | Year 57 | Year 58 | Year 59 | Year 60 | Year 61 | Year 62 | Year 63 | Year 64 | Year 65 | Year 66 | Year 67 | Year 68 | Year 69 | Year 70 | Year 71 | Year 72 | Year 73 | Year 74 | Year 75 | Year 76 | Year 77 | Year 78 | Year 79 | Year 80 | Year 81 | Year 82 | Year 83 | Year 84 | Year 85 | Year 86 | Year 87 | Year 88 | Year 89 | Year 90 | Year 91 | Year 92 | Year 93 | Year 94 | Year 95 | Year 96 | Year 97 | Year 98 | Year 99 | Year 100 | Year 101 | Year 102 | Year 103 | Year 104
58a | RESOURCE SIDE | bar: 1 to 80
58.1a | Options to increase raw water abstractions | [17 empty] | Total Mld for SDB component |  |  | 0 | 0 | 0 | 0 | 0 | 0 | 0 | 0 | 0 | 0 | 0 | 0 | 0 | 0 | 0 | 0 | 0 | 0 | 0 | 0 | 0 | 0 | 0 | 0 | 0 | 0 | 0 | 0 | 0 | 0 | 0 | 0 | 0 | 0 | 0 | 0 | 0 | 0 | 0 | 0 | 0 | 0 | 0 | 0 | 0 | 0 | 0 | 0 | 0 | 0 | 0 | 0 | 0 | 0 | 0 | 0 | 0 | 0 | 0 | 0 | 0 | 0 | 0 | 0 | 0 | 0 | 0 | 0 | 0 | 0 | 0 | 0 | 0 | 0 | 0 | 0 | 0 | 0 | 0 | 0 | 0 | 0 | 0 | 0 | 0 | 0 | 0 | 0 | 0 | 0 | 0 | 0 | 0 | 0 | 0 | 0 | 0 | 0 | 0 | 0 | 0 | 0 | 0 | 0
58.1x | [5 empty] | Capacity | 0 | 0 | 0 | 0 | 0 | 0 | 0 | 0 | #DIV/0! | #DIV/0! |  |  | Gains in WAFU / Savings in demand | Input | Ml/d | 81: 0; 82: 0; 83: 0; 84: 0; 85: 0; 86: 0; 87: 0; 88: 0; 89: 0; 90: 0; 91: 0; 92: 0; 93: 0; 94: 0; 95: 0; 96: 0; 97: 0; 98: 0; 99: 0; 100: 0; 101: 0; 102: 0; 103: 0; 104: 0
[19 empty] | Fixed capex | Input | £000s | 81: 0; 82: 0; 83: 0; 84: 0; 85: 0; 86: 0; 87: 0; 88: 0; 89: 0; 90: 0; 91: 0; 92: 0; 93: 0; 94: 0; 95: 0; 96: 0; 97: 0; 98: 0; 99: 0; 100: 0; 101: 0; 102: 0; 103: 0; 104: 0
[19 empty] | Variable capex | Input | £000s | 81: 0; 82: 0; 83: 0; 84: 0; 85: 0; 86: 0; 87: 0; 88: 0; 89: 0; 90: 0; 91: 0; 92: 0; 93: 0; 94: 0; 95: 0; 96: 0; 97: 0; 98: 0; 99: 0; 100: 0; 101: 0; 102: 0; 103: 0; 104: 0
[19 empty] | Financing costs | Input | £000s
[19 empty] | Fixed opex | Input | £000s | 81: 0; 82: 0; 83: 0; 84: 0; 85: 0; 86: 0; 87: 0; 88: 0; 89: 0; 90: 0; 91: 0; 92: 0; 93: 0; 94: 0; 95: 0; 96: 0; 97: 0; 98: 0; 99: 0; 100: 0; 101: 0; 102: 0; 103: 0; 104: 0
| NO DEFICIT | [17 empty] | Variable opex | Input | £000s | 81: 0; 82: 0; 83: 0; 84: 0; 85: 0; 86: 0; 87: 0; 88: 0; 89: 0; 90: 0; 91: 0; 92: 0; 93: 0; 94: 0; 95: 0; 96: 0; 97: 0; 98: 0; 99: 0; 100: 0; 101: 0; 102: 0; 103: 0; 104: 0
[19 empty] | Opex savings | Input | £000s | 81: 0; 82: 0; 83: 0; 84: 0; 85: 0; 86: 0; 87: 0; 88: 0; 89: 0; 90: 0; 91: 0; 92: 0; 93: 0; 94: 0; 95: 0; 96: 0; 97: 0; 98: 0; 99: 0; 100: 0; 101: 0; 102: 0; 103: 0; 104: 0
[19 empty] | Fixed env & social | Input | £000s | 81: 0; 82: 0; 83: 0; 84: 0; 85: 0; 86: 0; 87: 0; 88: 0; 89: 0; 90: 0; 91: 0; 92: 0; 93: 0; 94: 0; 95: 0; 96: 0; 97: 0; 98: 0; 99: 0; 100: 0; 101: 0; 102: 0; 103: 0; 104: 0
[19 empty] | Variable env & social | Input | £000s | 81: 0; 82: 0; 83: 0; 84: 0; 85: 0; 86: 0; 87: 0; 88: 0; 89: 0; 90: 0; 91: 0; 92: 0; 93: 0; 94: 0; 95: 0; 96: 0; 97: 0; 98: 0; 99: 0; 100: 0; 101: 0; 102: 0; 103: 0; 104: 0
[19 empty] | Fixed carbon costs | Input | £000s | 81: 0; 82: 0; 83: 0; 84: 0; 85: 0; 86: 0; 87: 0; 88: 0; 89: 0; 90: 0; 91: 0; 92: 0; 93: 0; 94: 0; 95: 0; 96: 0; 97: 0; 98: 0; 99: 0; 100: 0; 101: 0; 102: 0; 103: 0; 104: 0
[19 empty] | Variable carbon costs | Input | £000s | 81: 0; 82: 0; 83: 0; 84: 0; 85: 0; 86: 0; 87: 0; 88: 0; 89: 0; 90: 0; 91: 0; 92: 0; 93: 0; 94: 0; 95: 0; 96: 0; 97: 0; 98: 0; 99: 0; 100: 0; 101: 0; 102: 0; 103: 0; 104: 0
[19 empty] | Customer willingness to pay | Input | £000s | 81: 0; 82: 0; 83: 0; 84: 0; 85: 0; 86: 0; 87: 0; 88: 0; 89: 0; 90: 0; 91: 0; 92: 0; 93: 0; 94: 0; 95: 0; 96: 0; 97: 0; 98: 0; 99: 0; 100: 0; 101: 0; 102: 0; 103: 0; 104: 0
[19 empty] | Total | Sum of above (excl WAFU) | £000s | 0 | 0 | 0 | 0 | 0 | 0 | 0 | 0 | 0 | 0 | 0 | 0 | 0 | 0 | 0 | 0 | 0 | 0 | 0 | 0 | 0 | 0 | 0 | 0 | 0 | 0 | 0 | 0 | 0 | 0 | 0 | 0 | 0 | 0 | 0 | 0 | 0 | 0 | 0 | 0 | 0 | 0 | 0 | 0 | 0 | 0 | 0 | 0 | 0 | 0 | 0 | 0 | 0 | 0 | 0 | 0 | 0 | 0 | 0 | 0 | 0 | 0 | 0 | 0 | 0 | 0 | 0 | 0 | 0 | 0 | 0 | 0 | 0 | 0 | 0 | 0 | 0 | 0 | 0 | 0 | 0 | 0 | 0 | 0 | 0 | 0 | 0 | 0 | 0 | 0 | 0 | 0 | 0 | 0 | 0 | 0 | 0 | 0 | 0 | 0 | 0 | 0 | 0 | 0
58.2a | Options to increase raw imports | [20 empty] | 0 | 0 | 0 | 0 | 0 | 0 | 0 | 0 | 0 | 0 | 0 | 0 | 0 | 0 | 0 | 0 | 0 | 0 | 0 | 0 | 0 | 0 | 0 | 0 | 0 | 0 | 0 | 0 | 0 | 0 | 0 | 0 | 0 | 0 | 0 | 0 | 0 | 0 | 0 | 0 | 0 | 0 | 0 | 0 | 0 | 0 | 0 | 0 | 0 | 0 | 0 | 0 | 0 | 0 | 0 | 0 | 0 | 0 | 0 | 0 | 0 | 0 | 0 | 0 | 0 | 0 | 0 | 0 | 0 | 0 | 0 | 0 | 0 | 0 | 0 | 0 | 0 | 0 | 0 | 0 | 0 | 0 | 0 | 0 | 0 | 0 | 0 | 0 | 0 | 0 | 0 | 0 | 0 | 0 | 0 | 0 | 0 | 0 | 0 | 0 | 0 | 0 | 0 | 0
58.3a | Options to increase potable imports | [20 empty] | 0 | 0 | 0 | 0 | 0 | 0 | 0 | 0 | 0 | 0 | 0 | 0 | 0 | 0 | 0 | 0 | 0 | 0 | 0 | 0 | 0 | 0 | 0 | 0 | 0 | 0 | 0 | 0 | 0 | 0 | 0 | 0 | 0 | 0 | 0 | 0 | 0 | 0 | 0 | 0 | 0 | 0 | 0 | 0 | 0 | 0 | 0 | 0 | 0 | 0 | 0 | 0 | 0 | 0 | 0 | 0 | 0 | 0 | 0 | 0 | 0 | 0 | 0 | 0 | 0 | 0 | 0 | 0 | 0 | 0 | 0 | 0 | 0 | 0 | 0 | 0 | 0 | 0 | 0 | 0 | 0 | 0 | 0 | 0 | 0 | 0 | 0 | 0 | 0 | 0 | 0 | 0 | 0 | 0 | 0 | 0 | 0 | 0 | 0 | 0 | 0 | 0 | 0 | 0
58.4a | Options to reduce raw water losses and operational use | [20 empty] | 0 | 0 | 0 | 0 | 0 | 0 | 0 | 0 | 0 | 0 | 0 | 0 | 0 | 0 | 0 | 0 | 0 | 0 | 0 | 0 | 0 | 0 | 0 | 0 | 0 | 0 | 0 | 0 | 0 | 0 | 0 | 0 | 0 | 0 | 0 | 0 | 0 | 0 | 0 | 0 | 0 | 0 | 0 | 0 | 0 | 0 | 0 | 0 | 0 | 0 | 0 | 0 | 0 | 0 | 0 | 0 | 0 | 0 | 0 | 0 | 0 | 0 | 0 | 0 | 0 | 0 | 0 | 0 | 0 | 0 | 0 | 0 | 0 | 0 | 0 | 0 | 0 | 0 | 0 | 0 | 0 | 0 | 0 | 0 | 0 | 0 | 0 | 0 | 0 | 0 | 0 | 0 | 0 | 0 | 0 | 0 | 0 | 0 | 0 | 0 | 0 | 0 | 0 | 0
58.5a | Options to reduce raw water exports | [20 empty] | 0 | 0 | 0 | 0 | 0 | 0 | 0 | 0 | 0 | 0 | 0 | 0 | 0 | 0 | 0 | 0 | 0 | 0 | 0 | 0 | 0 | 0 | 0 | 0 | 0 | 0 | 0 | 0 | 0 | 0 | 0 | 0 | 0 | 0 | 0 | 0 | 0 | 0 | 0 | 0 | 0 | 0 | 0 | 0 | 0 | 0 | 0 | 0 | 0 | 0 | 0 | 0 | 0 | 0 | 0 | 0 | 0 | 0 | 0 | 0 | 0 | 0 | 0 | 0 | 0 | 0 | 0 | 0 | 0 | 0 | 0 | 0 | 0 | 0 | 0 | 0 | 0 | 0 | 0 | 0 | 0 | 0 | 0 | 0 | 0 | 0 | 0 | 0 | 0 | 0 | 0 | 0 | 0 | 0 | 0 | 0 | 0 | 0 | 0 | 0 | 0 | 0 | 0 | 0
58.6a | Options to reduce potable water exports | [20 empty] | 0 | 0 | 0 | 0 | 0 | 0 | 0 | 0 | 0 | 0 | 0 | 0 | 0 | 0 | 0 | 0 | 0 | 0 | 0 | 0 | 0 | 0 | 0 | 0 | 0 | 0 | 0 | 0 | 0 | 0 | 0 | 0 | 0 | 0 | 0 | 0 | 0 | 0 | 0 | 0 | 0 | 0 | 0 | 0 | 0 | 0 | 0 | 0 | 0 | 0 | 0 | 0 | 0 | 0 | 0 | 0 | 0 | 0 | 0 | 0 | 0 | 0 | 0 | 0 | 0 | 0 | 0 | 0 | 0 | 0 | 0 | 0 | 0 | 0 | 0 | 0 | 0 | 0 | 0 | 0 | 0 | 0 | 0 | 0 | 0 | 0 | 0 | 0 | 0 | 0 | 0 | 0 | 0 | 0 | 0 | 0 | 0 | 0 | 0 | 0 | 0 | 0 | 0 | 0
58.7a | Other options to increase Deployable Output | [20 empty] | 0 | 0 | 0 | 0 | 0 | 0 | 0 | 0 | 0 | 0 | 0 | 0 | 0 | 0 | 0 | 0 | 0 | 0 | 0 | 0 | 0 | 0 | 0 | 0 | 0 | 0 | 0 | 0 | 0 | 0 | 0 | 0 | 0 | 0 | 0 | 0 | 0 | 0 | 0 | 0 | 0 | 0 | 0 | 0 | 0 | 0 | 0 | 0 | 0 | 0 | 0 | 0 | 0 | 0 | 0 | 0 | 0 | 0 | 0 | 0 | 0 | 0 | 0 | 0 | 0 | 0 | 0 | 0 | 0 | 0 | 0 | 0 | 0 | 0 | 0 | 0 | 0 | 0 | 0 | 0 | 0 | 0 | 0 | 0 | 0 | 0 | 0 | 0 | 0 | 0 | 0 | 0 | 0 | 0 | 0 | 0 | 0 | 0 | 0 | 0 | 0 | 0 | 0 | 0
59a | DISTRIBUTION SIDE | bar: 1 to 80
59.1a | Options to reduce Distribution Losses | [20 empty] | 0 | 0 | 0 | 0 | 0 | 0 | 0 | 0 | 0 | 0 | 0 | 0 | 0 | 0 | 0 | 0 | 0 | 0 | 0 | 0 | 0 | 0 | 0 | 0 | 0 | 0 | 0 | 0 | 0 | 0 | 0 | 0 | 0 | 0 | 0 | 0 | 0 | 0 | 0 | 0 | 0 | 0 | 0 | 0 | 0 | 0 | 0 | 0 | 0 | 0 | 0 | 0 | 0 | 0 | 0 | 0 | 0 | 0 | 0 | 0 | 0 | 0 | 0 | 0 | 0 | 0 | 0 | 0 | 0 | 0 | 0 | 0 | 0 | 0 | 0 | 0 | 0 | 0 | 0 | 0 | 0 | 0 | 0 | 0 | 0 | 0 | 0 | 0 | 0 | 0 | 0 | 0 | 0 | 0 | 0 | 0 | 0 | 0 | 0 | 0 | 0 | 0 | 0 | 0
59.2a | Options to reduce Distribution System Operating Use (DSOU) losses | [20 empty] | 0 | 0 | 0 | 0 | 0 | 0 | 0 | 0 | 0 | 0 | 0 | 0 | 0 | 0 | 0 | 0 | 0 | 0 | 0 | 0 | 0 | 0 | 0 | 0 | 0 | 0 | 0 | 0 | 0 | 0 | 0 | 0 | 0 | 0 | 0 | 0 | 0 | 0 | 0 | 0 | 0 | 0 | 0 | 0 | 0 | 0 | 0 | 0 | 0 | 0 | 0 | 0 | 0 | 0 | 0 | 0 | 0 | 0 | 0 | 0 | 0 | 0 | 0 | 0 | 0 | 0 | 0 | 0 | 0 | 0 | 0 | 0 | 0 | 0 | 0 | 0 | 0 | 0 | 0 | 0 | 0 | 0 | 0 | 0 | 0 | 0 | 0 | 0 | 0 | 0 | 0 | 0 | 0 | 0 | 0 | 0 | 0 | 0 | 0 | 0 | 0 | 0 | 0 | 0
60a | PRODUCTION SIDE | bar: 1 to 80
60.1a | Options to reduce treatment works losses | [20 empty] | 0 | 0 | 0 | 0 | 0 | 0 | 0 | 0 | 0 | 0 | 0 | 0 | 0 | 0 | 0 | 0 | 0 | 0 | 0 | 0 | 0 | 0 | 0 | 0 | 0 | 0 | 0 | 0 | 0 | 0 | 0 | 0 | 0 | 0 | 0 | 0 | 0 | 0 | 0 | 0 | 0 | 0 | 0 | 0 | 0 | 0 | 0 | 0 | 0 | 0 | 0 | 0 | 0 | 0 | 0 | 0 | 0 | 0 | 0 | 0 | 0 | 0 | 0 | 0 | 0 | 0 | 0 | 0 | 0 | 0 | 0 | 0 | 0 | 0 | 0 | 0 | 0 | 0 | 0 | 0 | 0 | 0 | 0 | 0 | 0 | 0 | 0 | 0 | 0 | 0 | 0 | 0 | 0 | 0 | 0 | 0 | 0 | 0 | 0 | 0 | 0 | 0 | 0 | 0
60.2a | Options to reduce outage | [20 empty] | 0 | 0 | 0 | 0 | 0 | 0 | 0 | 0 | 0 | 0 | 0 | 0 | 0 | 0 | 0 | 0 | 0 | 0 | 0 | 0 | 0 | 0 | 0 | 0 | 0 | 0 | 0 | 0 | 0 | 0 | 0 | 0 | 0 | 0 | 0 | 0 | 0 | 0 | 0 | 0 | 0 | 0 | 0 | 0 | 0 | 0 | 0 | 0 | 0 | 0 | 0 | 0 | 0 | 0 | 0 | 0 | 0 | 0 | 0 | 0 | 0 | 0 | 0 | 0 | 0 | 0 | 0 | 0 | 0 | 0 | 0 | 0 | 0 | 0 | 0 | 0 | 0 | 0 | 0 | 0 | 0 | 0 | 0 | 0 | 0 | 0 | 0 | 0 | 0 | 0 | 0 | 0 | 0 | 0 | 0 | 0 | 0 | 0 | 0 | 0 | 0 | 0 | 0 | 0
61a | CUSTOMER SIDE | bar: 1 to 80
61.1a | Options to change volume delivered to measured non households | [20 empty] | 0 | 0 | 0 | 0 | 0 | 0 | 0 | 0 | 0 | 0 | 0 | 0 | 0 | 0 | 0 | 0 | 0 | 0 | 0 | 0 | 0 | 0 | 0 | 0 | 0 | 0 | 0 | 0 | 0 | 0 | 0 | 0 | 0 | 0 | 0 | 0 | 0 | 0 | 0 | 0 | 0 | 0 | 0 | 0 | 0 | 0 | 0 | 0 | 0 | 0 | 0 | 0 | 0 | 0 | 0 | 0 | 0 | 0 | 0 | 0 | 0 | 0 | 0 | 0 | 0 | 0 | 0 | 0 | 0 | 0 | 0 | 0 | 0 | 0 | 0 | 0 | 0 | 0 | 0 | 0 | 0 | 0 | 0 | 0 | 0 | 0 | 0 | 0 | 0 | 0 | 0 | 0 | 0 | 0 | 0 | 0 | 0 | 0 | 0 | 0 | 0 | 0 | 0 | 0
61.2a | Options to change volume delivered to unmeasured non households | [20 empty] | 0 | 0 | 0 | 0 | 0 | 0 | 0 | 0 | 0 | 0 | 0 | 0 | 0 | 0 | 0 | 0 | 0 | 0 | 0 | 0 | 0 | 0 | 0 | 0 | 0 | 0 | 0 | 0 | 0 | 0 | 0 | 0 | 0 | 0 | 0 | 0 | 0 | 0 | 0 | 0 | 0 | 0 | 0 | 0 | 0 | 0 | 0 | 0 | 0 | 0 | 0 | 0 | 0 | 0 | 0 | 0 | 0 | 0 | 0 | 0 | 0 | 0 | 0 | 0 | 0 | 0 | 0 | 0 | 0 | 0 | 0 | 0 | 0 | 0 | 0 | 0 | 0 | 0 | 0 | 0 | 0 | 0 | 0 | 0 | 0 | 0 | 0 | 0 | 0 | 0 | 0 | 0 | 0 | 0 | 0 | 0 | 0 | 0 | 0 | 0 | 0 | 0 | 0 | 0
61.3a | Options to change volume delivered to measured households | [20 empty] | 0 | 0 | 0 | 0 | 0 | 0 | 0 | 0 | 0 | 0 | 0 | 0 | 0 | 0 | 0 | 0 | 0 | 0 | 0 | 0 | 0 | 0 | 0 | 0 | 0 | 0 | 0 | 0 | 0 | 0 | 0 | 0 | 0 | 0 | 0 | 0 | 0 | 0 | 0 | 0 | 0 | 0 | 0 | 0 | 0 | 0 | 0 | 0 | 0 | 0 | 0 | 0 | 0 | 0 | 0 | 0 | 0 | 0 | 0 | 0 | 0 | 0 | 0 | 0 | 0 | 0 | 0 | 0 | 0 | 0 | 0 | 0 | 0 | 0 | 0 | 0 | 0 | 0 | 0 | 0 | 0 | 0 | 0 | 0 | 0 | 0 | 0 | 0 | 0 | 0 | 0 | 0 | 0 | 0 | 0 | 0 | 0 | 0 | 0 | 0 | 0 | 0 | 0 | 0
61.4a | Options to change volume delivered to unmeasured households | [20 empty] | 0 | 0 | 0 | 0 | 0 | 0 | 0 | 0 | 0 | 0 | 0 | 0 | 0 | 0 | 0 | 0 | 0 | 0 | 0 | 0 | 0 | 0 | 0 | 0 | 0 | 0 | 0 | 0 | 0 | 0 | 0 | 0 | 0 | 0 | 0 | 0 | 0 | 0 | 0 | 0 | 0 | 0 | 0 | 0 | 0 | 0 | 0 | 0 | 0 | 0 | 0 | 0 | 0 | 0 | 0 | 0 | 0 | 0 | 0 | 0 | 0 | 0 | 0 | 0 | 0 | 0 | 0 | 0 | 0 | 0 | 0 | 0 | 0 | 0 | 0 | 0 | 0 | 0 | 0 | 0 | 0 | 0 | 0 | 0 | 0 | 0 | 0 | 0 | 0 | 0 | 0 | 0 | 0 | 0 | 0 | 0 | 0 | 0 | 0 | 0 | 0 | 0 | 0 | 0
61.5a | Options to reduce water taken unbilled | [20 empty] | 0 | 0 | 0 | 0 | 0 | 0 | 0 | 0 | 0 | 0 | 0 | 0 | 0 | 0 | 0 | 0 | 0 | 0 | 0 | 0 | 0 | 0 | 0 | 0 | 0 | 0 | 0 | 0 | 0 | 0 | 0 | 0 | 0 | 0 | 0 | 0 | 0 | 0 | 0 | 0 | 0 | 0 | 0 | 0 | 0 | 0 | 0 | 0 | 0 | 0 | 0 | 0 | 0 | 0 | 0 | 0 | 0 | 0 | 0 | 0 | 0 | 0 | 0 | 0 | 0 | 0 | 0 | 0 | 0 | 0 | 0 | 0 | 0 | 0 | 0 | 0 | 0 | 0 | 0 | 0 | 0 | 0 | 0 | 0 | 0 | 0 | 0 | 0 | 0 | 0 | 0 | 0 | 0 | 0 | 0 | 0 | 0 | 0 | 0 | 0 | 0 | 0 | 0 | 0
61.6a | Options impacting on measured Non Household - USPL | [20 empty] | 0 | 0 | 0 | 0 | 0 | 0 | 0 | 0 | 0 | 0 | 0 | 0 | 0 | 0 | 0 | 0 | 0 | 0 | 0 | 0 | 0 | 0 | 0 | 0 | 0 | 0 | 0 | 0 | 0 | 0 | 0 | 0 | 0 | 0 | 0 | 0 | 0 | 0 | 0 | 0 | 0 | 0 | 0 | 0 | 0 | 0 | 0 | 0 | 0 | 0 | 0 | 0 | 0 | 0 | 0 | 0 | 0 | 0 | 0 | 0 | 0 | 0 | 0 | 0 | 0 | 0 | 0 | 0 | 0 | 0 | 0 | 0 | 0 | 0 | 0 | 0 | 0 | 0 | 0 | 0 | 0 | 0 | 0 | 0 | 0 | 0 | 0 | 0 | 0 | 0 | 0 | 0 | 0 | 0 | 0 | 0 | 0 | 0 | 0 | 0 | 0 | 0 | 0 | 0
61.7a | Options impacting on unmeasured Non Household - USPL | [20 empty] | 0 | 0 | 0 | 0 | 0 | 0 | 0 | 0 | 0 | 0 | 0 | 0 | 0 | 0 | 0 | 0 | 0 | 0 | 0 | 0 | 0 | 0 | 0 | 0 | 0 | 0 | 0 | 0 | 0 | 0 | 0 | 0 | 0 | 0 | 0 | 0 | 0 | 0 | 0 | 0 | 0 | 0 | 0 | 0 | 0 | 0 | 0 | 0 | 0 | 0 | 0 | 0 | 0 | 0 | 0 | 0 | 0 | 0 | 0 | 0 | 0 | 0 | 0 | 0 | 0 | 0 | 0 | 0 | 0 | 0 | 0 | 0 | 0 | 0 | 0 | 0 | 0 | 0 | 0 | 0 | 0 | 0 | 0 | 0 | 0 | 0 | 0 | 0 | 0 | 0 | 0 | 0 | 0 | 0 | 0 | 0 | 0 | 0 | 0 | 0 | 0 | 0 | 0 | 0
61.8a | Options impacting on measured Household - USPL | [20 empty] | 0 | 0 | 0 | 0 | 0 | 0 | 0 | 0 | 0 | 0 | 0 | 0 | 0 | 0 | 0 | 0 | 0 | 0 | 0 | 0 | 0 | 0 | 0 | 0 | 0 | 0 | 0 | 0 | 0 | 0 | 0 | 0 | 0 | 0 | 0 | 0 | 0 | 0 | 0 | 0 | 0 | 0 | 0 | 0 | 0 | 0 | 0 | 0 | 0 | 0 | 0 | 0 | 0 | 0 | 0 | 0 | 0 | 0 | 0 | 0 | 0 | 0 | 0 | 0 | 0 | 0 | 0 | 0 | 0 | 0 | 0 | 0 | 0 | 0 | 0 | 0 | 0 | 0 | 0 | 0 | 0 | 0 | 0 | 0 | 0 | 0 | 0 | 0 | 0 | 0 | 0 | 0 | 0 | 0 | 0 | 0 | 0 | 0 | 0 | 0 | 0 | 0 | 0 | 0
61.9a | Options impacting on unmeasured Household - USPL | [20 empty] | 0 | 0 | 0 | 0 | 0 | 0 | 0 | 0 | 0 | 0 | 0 | 0 | 0 | 0 | 0 | 0 | 0 | 0 | 0 | 0 | 0 | 0 | 0 | 0 | 0 | 0 | 0 | 0 | 0 | 0 | 0 | 0 | 0 | 0 | 0 | 0 | 0 | 0 | 0 | 0 | 0 | 0 | 0 | 0 | 0 | 0 | 0 | 0 | 0 | 0 | 0 | 0 | 0 | 0 | 0 | 0 | 0 | 0 | 0 | 0 | 0 | 0 | 0 | 0 | 0 | 0 | 0 | 0 | 0 | 0 | 0 | 0 | 0 | 0 | 0 | 0 | 0 | 0 | 0 | 0 | 0 | 0 | 0 | 0 | 0 | 0 | 0 | 0 | 0 | 0 | 0 | 0 | 0 | 0 | 0 | 0 | 0 | 0 | 0 | 0 | 0 | 0 | 0 | 0
61.10a | Options impacting on Void properties - USPL | [20 empty] | 0 | 0 | 0 | 0 | 0 | 0 | 0 | 0 | 0 | 0 | 0 | 0 | 0 | 0 | 0 | 0 | 0 | 0 | 0 | 0 | 0 | 0 | 0 | 0 | 0 | 0 | 0 | 0 | 0 | 0 | 0 | 0 | 0 | 0 | 0 | 0 | 0 | 0 | 0 | 0 | 0 | 0 | 0 | 0 | 0 | 0 | 0 | 0 | 0 | 0 | 0 | 0 | 0 | 0 | 0 | 0 | 0 | 0 | 0 | 0 | 0 | 0 | 0 | 0 | 0 | 0 | 0 | 0 | 0 | 0 | 0 | 0 | 0 | 0 | 0 | 0 | 0 | 0 | 0 | 0 | 0 | 0 | 0 | 0 | 0 | 0 | 0 | 0 | 0 | 0 | 0 | 0 | 0 | 0 | 0 | 0 | 0 | 0 | 0 | 0 | 0 | 0 | 0 | 0
RZCOSTSHERE
| Company: | Dŵr Cymru Welsh Water
| Resource Zone Name: | Hereford
| Resource Zone Number: | 8103
| Planning Scenario Name: | Dry Year Annual Average
| Chosen Level of Service: | 1 in 20
Start dates | Option Categories
2020-21 | Aquifer recharge
2021-22 | Bulk supply
2022-23 | Conjunctive use
2023-24 | Desalination
2024-25 | Effluent reuse
2025-26 | GW enhancement
2026-27 | GW new
2027-28 | Reservoir enlargement
2028-29 | New reservoir
2029-30 | SW enhancement
2030-31 | SW new
2031-32
2032-33
2033-34 | Active leakage management
2034-35 | Mains repair
2035-36 | Mains replacement (not trunk mains)
2036-37 | Pressure management
2037-38 | Other leakage control
2038-39 | Trunk mains renewal
2039-40 | Pumps
2040-41 | Service reservoir
2041-42
2042-43
2043-44 | Water treatment works loss recovery
2044-45 | Water treatment works capacity increase
Cistern displacement device
Household water audit
Commercial water audit
Customer education / awareness
Other water efficiency
Metering optants
Metering change of occupancy
Metering compulsory
Metering other selective
Supply pipe repairs / replacement
Outdoor water efficiency devices
Retrofitting indoor water efficiency devices
Alternative tariffs
Collaborative R&D
Note on DW1: Author: At year 126 this drops to 2%
Note on V2: The original formulae assumed 80 whatever number was put here. The formulae in this sheet will take account of the number.
Note on X2: Cells X2:CY2 contain a factor to calculate NPV based on variable discount rate - please do not adjust
Note on CY2: Formula can be copied across to the right if appraisal period extends beyond 80 years

## 6. Preferred (Scenario Yr)
Table 6: Preferred list of water management options
DRY YEAR PLANNED GAINS IN WAFU OR SAVINGS IN DEMAND (Ml/d) - TO BE COMPLETED FOR ALL PREFERRED OPTIONS (WAFU gains for each year are individual year gains and not cumulative gains)
Row Ref | Option Name [Insert / delete non-numbered lines to suit] | Option Reference No. | Unit | Decimal places | 2015-16 | For info 2017-18 | For info 2018-19 | For info 2019-20 | 2020-21 | 2021-22 | 2022-23 | 2023-24 | 2024-25 | 2025-26 | 2026-27 | 2027-28 | 2028-29 | 2029-30 | 2030-31 | 2031-32 | 2032-33 | 2033-34 | 2034-35 | 2035-36 | 2036-37 | 2037-38 | 2038-39 | 2039-40 | 2040-41 | 2041-42 | 2042-43 | 2043-44 | 2044-45
58 | Resource Management | - | Ml/d | 2 | 0 | 0 | 0 | 0 | 0 | 0 | 0 | 0 | 0 | 0 | 0 | 0 | 0 | 0 | 0 | 0 | 0 | 0 | 0 | 0 | 0 | 0 | 0 | 0 | 0 | 0 | 0 | 0 | 0
58.1 | Increase raw water abstractions | - | Ml/d | 2 | 0 | 0 | 0 | 0 | 0 | 0 | 0 | 0 | 0 | 0 | 0 | 0 | 0 | 0 | 0 | 0 | 0 | 0 | 0 | 0 | 0 | 0 | 0 | 0 | 0 | 0 | 0 | 0 | 0
- |  |  | Ml/d | 2
- | (insert row above) | - | - |  | - | - | - | - | bar: 2020-21 to 2044-45
58.2 | Raw water imports | - | Ml/d | 2 | 0 | 0 | 0 | 0 | 0 | 0 | 0 | 0 | 0 | 0 | 0 | 0 | 0 | 0 | 0 | 0 | 0 | 0 | 0 | 0 | 0 | 0 | 0 | 0 | 0 | 0 | 0 | 0 | 0
- |  |  | Ml/d | 2
- | (insert row above) | - | - |  | - | - | - | - | bar: 2020-21 to 2044-45
58.3 | Potable water Imports (input reductions as -ve) | - | Ml/d | 2 | 0 | 0 | 0 | 0 | 0 | 0 | 0 | 0 | 0 | 0 | 0 | 0 | 0 | 0 | 0 | 0 | 0 | 0 | 0 | 0 | 0 | 0 | 0 | 0 | 0 | 0 | 0 | 0 | 0
- |  |  | Ml/d | 2
- | (insert row above) | - | - |  | - | - | - | - | bar: 2020-21 to 2044-45
58.4 | Reduce raw water losses and operational use (input as -ve) | - | Ml/d | 2 | 0 | 0 | 0 | 0 | 0 | 0 | 0 | 0 | 0 | 0 | 0 | 0 | 0 | 0 | 0 | 0 | 0 | 0 | 0 | 0 | 0 | 0 | 0 | 0 | 0 | 0 | 0 | 0 | 0
- |  |  | Ml/d | 2
- | (insert row above) | - | - |  | - | - | - | - | bar: 2020-21 to 2044-45
58.5 | Reduced raw water export (including non potable supplies) |  | Ml/d | 2 | 0 | 0 | 0 | 0 | 0 | 0 | 0 | 0 | 0 | 0 | 0 | 0 | 0 | 0 | 0 | 0 | 0 | 0 | 0 | 0 | 0 | 0 | 0 | 0 | 0 | 0 | 0 | 0 | 0
58.51 | Reduce raw water exports (input as -ve) | - | Ml/d | 2 | 0 | 0 | 0 | 0 | 0 | 0 | 0 | 0 | 0 | 0 | 0 | 0 | 0 | 0 | 0 | 0 | 0 | 0 | 0 | 0 | 0 | 0 | 0 | 0 | 0 | 0 | 0 | 0 | 0
- |  |  | Ml/d | 2
- | (insert row above) | - | - |  | - | - | - | - | bar: 2020-21 to 2044-45
58.52 | Reduce non potable supplies (input as -ve) | - | Ml/d | 2 | 0 | 0 | 0 | 0 | 0 | 0 | 0 | 0 | 0 | 0 | 0 | 0 | 0 | 0 | 0 | 0 | 0 | 0 | 0 | 0 | 0 | 0 | 0 | 0 | 0 | 0 | 0 | 0 | 0
- |  |  | Ml/d | 2
- | (insert row above) | - | - |  | - | - | - | - | bar: 2020-21 to 2044-45
58.6 | Reduce potable water exports (input as -ve) | - | Ml/d |  | 0 | 0 | 0 | 0 | 0 | 0 | 0 | 0 | 0 | 0 | 0 | 0 | 0 | 0 | 0 | 0 | 0 | 0 | 0 | 0 | 0 | 0 | 0 | 0 | 0 | 0 | 0 | 0 | 0
- |  |  | Ml/d | 2
- | (insert row above) | - | - |  | - | - | - | - | bar: 2020-21 to 2044-45
58.7 | Other options to increase deployable output | - | Ml/d |  | 0 | 0 | 0 | 0 | 0 | 0 | 0 | 0 | 0 | 0 | 0 | 0 | 0 | 0 | 0 | 0 | 0 | 0 | 0 | 0 | 0 | 0 | 0 | 0 | 0 | 0 | 0 | 0 | 0
- |  |  | Ml/d | 2
- | (insert row above) | - | - |  | - | - | - | - | bar: 2020-21 to 2044-45
59 | Distribution Side Management | - |  |  | 0 | 0 | 0 | 0 | 0 | 0 | 0 | 0 | 0 | 0 | 0 | 0 | 0 | 0 | 0 | 0 | 0 | 0 | 0 | 0 | 0 | 0 | 0 | 0 | 0 | 0 | 0 | 0 | 0
59.1 | Reduce distribution losses (input as -ve) | - | Ml/d | 2 | 0 | 0 | 0 | 0 | 0 | 0 | 0 | 0 | 0 | 0 | 0 | 0 | 0 | 0 | 0 | 0 | 0 | 0 | 0 | 0 | 0 | 0 | 0 | 0 | 0 | 0 | 0 | 0 | 0
|  |  | Ml/d | 2
- | (insert row above) | - | - |  | - | - | - | - | bar: 2020-21 to 2044-45
59.2 | Reduce distribution system operational use (DSOU) (input as -ve) | - | Ml/d | 2 | 0 | 0 | 0 | 0 | 0 | 0 | 0 | 0 | 0 | 0 | 0 | 0 | 0 | 0 | 0 | 0 | 0 | 0 | 0 | 0 | 0 | 0 | 0 | 0 | 0 | 0 | 0 | 0 | 0
- |  |  | Ml/d | 2
- | (insert row above) | - | - |  | - | - | - | - | bar: 2020-21 to 2044-45
60 | Production Side Management, Specify Below.... | - |  | 2 | 0 | 0 | 0 | 0 | 0 | 0 | 0 | 0 | 0 | 0 | 0 | 0 | 0 | 0 | 0 | 0 | 0 | 0 | 0 | 0 | 0 | 0 | 0 | 0 | 0 | 0 | 0 | 0 | 0
60.1 | Reduce treatment works losses (input as -ve) | - | Ml/d | 2 | 0 | 0 | 0 | 0 | 0 | 0 | 0 | 0 | 0 | 0 | 0 | 0 | 0 | 0 | 0 | 0 | 0 | 0 | 0 | 0 | 0 | 0 | 0 | 0 | 0 | 0 | 0 | 0 | 0
- |  |  | Ml/d | 2
- | (insert row above) | - | - |  | - | - | - | - | bar: 2020-21 to 2044-45
60.2 | Reduce outages (input as -ve) | - | Ml/d | 2 | 0 | 0 | 0 | 0 | 0 | 0 | 0 | 0 | 0 | 0 | 0 | 0 | 0 | 0 | 0 | 0 | 0 | 0 | 0 | 0 | 0 | 0 | 0 | 0 | 0 | 0 | 0 | 0 | 0
- |  |  | Ml/d | 2
- | (insert row above) | - | - |  | - | - | - | - | bar: 2020-21 to 2044-45
61 | Customer Side Management | - |  | 2 | 0 | 0 | 0 | 0 | 0 | 0 | 0 | 0 | 0 | 0 | 0 | 0 | 0 | 0 | 0 | 0 | 0 | 0 | 0 | 0 | 0 | 0 | 0 | 0 | 0 | 0 | 0 | 0 | 0
61.1 | Change volume delivered to measured non households (input reductions as -ve) | - | Ml/d | 2 | 0 | 0 | 0 | 0 | 0 | 0 | 0 | 0 | 0 | 0 | 0 | 0 | 0 | 0 | 0 | 0 | 0 | 0 | 0 | 0 | 0 | 0 | 0 | 0 | 0 | 0 | 0 | 0 | 0
- |  |  | Ml/d | 2
- | (insert row above) | - | - |  | - | - | - | - | bar: 2020-21 to 2044-45
61.2 | Change volume delivered to unmeasured non households (input reductions as -ve) | - | Ml/d | 2 | 0 | 0 | 0 | 0 | 0 | 0 | 0 | 0 | 0 | 0 | 0 | 0 | 0 | 0 | 0 | 0 | 0 | 0 | 0 | 0 | 0 | 0 | 0 | 0 | 0 | 0 | 0 | 0 | 0
- |  |  | Ml/d | 2
- | (insert row above) | - | - |  | - | - | - | - | bar: 2020-21 to 2044-45
61.3 | Change volume delivered to measured households (input reductions as -ve) | - | Ml/d | 2 | 0 | 0 | 0 | 0 | 0 | 0 | 0 | 0 | 0 | 0 | 0 | 0 | 0 | 0 | 0 | 0 | 0 | 0 | 0 | 0 | 0 | 0 | 0 | 0 | 0 | 0 | 0 | 0 | 0
|  |  | Ml/d | 2
- | (insert row above) | - | - |  | - | - | - | - | bar: 2020-21 to 2044-45
61.4 | Change volume delivered to unmeasured households (input reductions as -ve) | - | Ml/d | 2 | 0 | 0 | 0 | 0 | 0 | 0 | 0 | 0 | 0 | 0 | 0 | 0 | 0 | 0 | 0 | 0 | 0 | 0 | 0 | 0 | 0 | 0 | 0 | 0 | 0 | 0 | 0 | 0 | 0
- |  |  | Ml/d | 2
- | (insert row above) | - | - |  | - | - | - | - | bar: 2020-21 to 2044-45
61.5 | Options to reduce water taken unbilled (input as -ve) | - | Ml/d | 2 | 0 | 0 | 0 | 0 | 0 | 0 | 0 | 0 | 0 | 0 | 0 | 0 | 0 | 0 | 0 | 0 | 0 | 0 | 0 | 0 | 0 | 0 | 0 | 0 | 0 | 0 | 0 | 0 | 0
- |  |  | Ml/d | 2
- | (insert row above) | - | - |  | - | - | - | - | bar: 2020-21 to 2044-45
61.6 | Options impacting on measured Non Household - USPL (input reductions as -ve) |  | l/pr | 2 | 0 | 0 | 0 | 0 | 0 | 0 | 0 | 0 | 0 | 0 | 0 | 0 | 0 | 0 | 0 | 0 | 0 | 0 | 0 | 0 | 0 | 0 | 0 | 0 | 0 | 0 | 0 | 0 | 0
- |  |  | Ml/d | 2
- | (insert row above) | - | - |  | - | - | - | - | bar: 2020-21 to 2044-45
61.7 | Options impacting on unmeasured Non Household - USPL (input reductions as -ve) |  | l/pr | 2 | 0 | 0 | 0 | 0 | 0 | 0 | 0 | 0 | 0 | 0 | 0 | 0 | 0 | 0 | 0 | 0 | 0 | 0 | 0 | 0 | 0 | 0 | 0 | 0 | 0 | 0 | 0 | 0 | 0
- |  |  | Ml/d | 2
- | (insert row above) | - | - |  | - | - | - | - | bar: 2020-21 to 2044-45
61.8 | Options impacting on measured Household - USPL (input reductions as -ve) |  | l/pr | 2 | 0 | 0 | 0 | 0 | 0 | 0 | 0 | 0 | 0 | 0 | 0 | 0 | 0 | 0 | 0 | 0 | 0 | 0 | 0 | 0 | 0 | 0 | 0 | 0 | 0 | 0 | 0 | 0 | 0
- |  |  | Ml/d | 2
- | (insert row above) | - | - |  | - | - | - | - | bar: 2020-21 to 2044-45
61.9 | Options impacting on unmeasured Household - USPL (input reductions as -ve) |  | l/pr | 2 | 0 | 0 | 0 | 0 | 0 | 0 | 0 | 0 | 0 | 0 | 0 | 0 | 0 | 0 | 0 | 0 | 0 | 0 | 0 | 0 | 0 | 0 | 0 | 0 | 0 | 0 | 0 | 0 | 0
- |  |  | Ml/d | 2
- | (insert row above) | - | - |  | - | - | - | - | bar: 2020-21 to 2044-45
61.1 | Options impacting on Void properties - USPL (input reductions as -ve) |  | l/pr | 2 | 0 | 0 | 0 | 0 | 0 | 0 | 0 | 0 | 0 | 0 | 0 | 0 | 0 | 0 | 0 | 0 | 0 | 0 | 0 | 0 | 0 | 0 | 0 | 0 | 0 | 0 | 0 | 0 | 0
- |  |  | Ml/d | 2
- | (insert row above) | - | - |  | - | - | - | - | bar: 2020-21 to 2044-45
| Company: | Dŵr Cymru Welsh Water
| Resource Zone Name: | Hereford
| Resource Zone Number: | 8103
| Planning Scenario Name: | Dry Year Annual Average
| Chosen Level of Service: | 1 in 20

## 7. FP Supply
Table 7: Final planning water supply
| Row Ref | Component | Derivation | Unit | Decimal places | 2015-16 | For info 2017-18 | For info 2018-19 | For info 2019-20 | 2020-21 | 2021-22 | 2022-23 | 2023-24 | 2024-25 | 2025-26 | 2026-27 | 2027-28 | 2028-29 | 2029-30 | 2030-31 | 2031-32 | 2032-33 | 2033-34 | 2034-35 | 2035-36 | 2036-37 | 2037-38 | 2038-39 | 2039-40 | 2040-41 | 2041-42 | 2042-43 | 2043-44 | 2044-45 | 2045-46 | 2046-47 | 2047-48 | 2048-49 | 2049-50
Resources | 1FP | Raw Water Abstracted | 1BL | Ml/d | 2 | 33.4735 | 35.5005 | 35.5234 | 35.6109 | 35.4096 | 35.051 | 34.9544 | 34.5745 | 34.3083 | 34.2406 | 34.045 | 33.9748 | 33.7984 | 33.6139 | 33.2647 | 32.9068 | 32.5424 | 32.1726 | 31.7984 | 31.4781 | 31.1562 | 30.8328 | 30.508 | 30.1823 | 29.8557 | 29.5284 | 29.2003 | 28.8717 | 28.5424 | 28.2124 | 27.8813 | 27.5495 | 27.2176 | 26.8857
| 2FP | Raw Water Imported | 2BL+ (6. Preferred scenario ref 58.2) | Ml/d | 2 | 0 | 0 | 0 | 0 | 0 | 0 | 0 | 0 | 0 | 0 | 0 | 0 | 0 | 0 | 0 | 0 | 0 | 0 | 0 | 0 | 0 | 0 | 0 | 0 | 0 | 0 | 0 | 0 | 0 | 0 | 0 | 0 | 0 | 0
| - | - | - | - | 2 | - | - | - | - | bar: 2020-21 to 2049-50
| - | - | - | - | 2 | - | - | - | - | bar: 2020-21 to 2049-50
| - | - | - | - | 2 | - | - | - | - | bar: 2020-21 to 2049-50
| 3FP | Potable Water Imported | 3BL+ (6. Preferred scenario ref 58.3) | Ml/d | 2 | 0 | 0 | 0 | 0 | 0 | 0 | 0 | 0 | 0 | 0 | 0 | 0 | 0 | 0 | 0 | 0 | 0 | 0 | 0 | 0 | 0 | 0 | 0 | 0 | 0 | 0 | 0 | 0 | 0 | 0 | 0 | 0 | 0 | 0
| - | - | - | - | 2 | - | - | - | - | bar: 2020-21 to 2049-50
| - | - | - | - | 2 | - | - | - | - | bar: 2020-21 to 2049-50
| - | - | - | - | 2 | - | - | - | - | bar: 2020-21 to 2049-50
| - | - | - | - | 2 | - | - | - | - | bar: 2020-21 to 2049-50
Resource (and process) losses | 5FP | Raw Water Exported (raw exports and non potable uses) | 5BL+ (6. Preferred scenario ref 58.5) | Ml/d | 2 | 0 | 0 | 0 | 0 | 0 | 0 | 0 | 0 | 0 | 0 | 0 | 0 | 0 | 0 | 0 | 0 | 0 | 0 | 0 | 0 | 0 | 0 | 0 | 0 | 0 | 0 | 0 | 0 | 0 | 0 | 0 | 0 | 0 | 0
| - | - | - | - | 2 | - | - | - | - | bar: 2020-21 to 2049-50
| - | - | - | - | 2 | - | - | - | - | bar: 2020-21 to 2049-50
| - | - | - | - | 2 | - | - | - | - | bar: 2020-21 to 2049-50
| 6FP | Potable Water Exported | 6BL+ (6. Preferred scenario ref 58.6) | Ml/d | 2 | 0.21906 | 0.20019 | 0.20782 | 0.22132 | 0.18741 | 0.13788 | 0.087581 | 0.030246 | 0 | 0 | 0 | 0 | 0 | 0 | 0 | 0 | 0 | 0 | 0 | 0 | 0 | 0 | 0 | 0 | 0 | 0 | 0 | 0 | 0 | 0 | 0 | 0 | 0 | 0
| - | - | - | - | 2 | - | - | - | - | bar: 2020-21 to 2049-50
| - | - | - | - | 2 | - | - | - | - | bar: 2020-21 to 2049-50
| - | - | - | - | 2 | - | - | - | - | bar: 2020-21 to 2049-50
| 7FP | Deployable Output | 7BL+ 8BL+ (6. Preferred scenario ref 58.7) + (6. Preferred scenario ref 58.1) |  | 2 | 45.914 | 45.914 | 45.914 | 45.914 | 45.914 | 45.914 | 45.914 | 45.914 | 45.914 | 45.914 | 45.914 | 45.914 | 45.914 | 45.914 | 45.914 | 45.914 | 45.914 | 45.914 | 45.914 | 45.914 | 45.914 | 45.914 | 45.914 | 45.914 | 45.914 | 45.914 | 45.914 | 45.914 | 45.914 | 45.914 | 45.914 | 45.914 | 45.914 | 45.914
| - | - | - | - | 2 | bar: 2020-21 to 2049-50
| - | - | - | - | 2 | - | - | - | - | bar: 2020-21 to 2049-50
| - | - | - | - | 2 | - | - | - | - | bar: 2020-21 to 2049-50
| - | - | - | - | 2 | - | - | - | - | bar: 2020-21 to 2049-50
| - | - | - | - | 2 | - | - | - | - | bar: 2020-21 to 2049-50
| 9FP | Raw water losses, treatment works losses and operational use | 9BL+ (6. Preferred scenario ref 60.1)+(6. Preferred scenario ref 58.4) | Ml/d | 2 | 1.0077 | 1.4872 | 1.4872 | 1.4872 | 1.4872 | 1.4872 | 1.4872 | 1.4872 | 1.4872 | 1.4872 | 1.4872 | 1.4872 | 1.4872 | 1.4872 | 1.4872 | 1.4872 | 1.4872 | 1.4872 | 1.4872 | 1.4872 | 1.4872 | 1.4872 | 1.4872 | 1.4872 | 1.4872 | 1.4872 | 1.4872 | 1.4872 | 1.4872 | 1.4872 | 1.4872 | 1.4872 | 1.4872 | 1.4872
| 10FP | Outage allowance | 10BL+ (6. Preferred scenario ref 60.2) | Ml/d | 2 | 0.31286 | 0.35336 | 0.35336 | 0.35336 | 0.35336 | 0.35336 | 0.35336 | 0.35336 | 0.35336 | 0.35336 | 0.35336 | 0.35336 | 0.35336 | 0.35336 | 0.35336 | 0.35336 | 0.35336 | 0.35336 | 0.35336 | 0.35336 | 0.35336 | 0.35336 | 0.35336 | 0.35336 | 0.35336 | 0.35336 | 0.35336 | 0.35336 | 0.35336 | 0.35336 | 0.35336 | 0.35336 | 0.35336 | 0.35336
|  | Company: | Dŵr Cymru Welsh Water
|  | Resource Zone Name: | Hereford
|  | Resource Zone Number: | 8103
|  | Planning Scenario Name: | Dry Year Annual Average
|  | Chosen Level of Service: | 1 in 20
Note on E3: Author: 58.1 has been added into 7FP Deployable Ouput calculations to ensure that it is reflected in final supply-demand balance calculations. Please ensure that you do not double count increases to raw water abstractions and increases to deployable output

## 8. FP Demand
Table 8: Final planning water demand
| Row Ref | Component | Derivation / Impact of preferred options | Unit | Decimal places | 2015-16 | For info 2017-18 | For info 2018-19 | For info 2019-20 | 2020-21 | 2021-22 | 2022-23 | 2023-24 | 2024-25 | 2025-26 | 2026-27 | 2027-28 | 2028-29 | 2029-30 | 2030-31 | 2031-32 | 2032-33 | 2033-34 | 2034-35 | 2035-36 | 2036-37 | 2037-38 | 2038-39 | 2039-40 | 2040-41 | 2041-42 | 2042-43 | 2043-44 | 2044-45 | 2045-46 | 2046-47 | 2047-48 | 2048-49 | 2049-50
Consumption | 19FP | Water Delivered Measured Non Household | Calculated BL+Preferred options | Ml/d | 2 | 10.2472 | 9.9829 | 9.97 | 10.0297 | 10.0875 | 10.1121 | 10.2732 | 10.279 | 10.2694 | 10.2602 | 10.2512 | 10.242 | 10.2332 | 10.2244 | 10.2157 | 10.2071 | 10.1986 | 10.19 | 10.1815 | 10.1739 | 10.1663 | 10.1588 | 10.1512 | 10.1437 | 10.1362 | 10.1288 | 10.1213 | 10.1139 | 10.1064 | 10.1 | 10.0935 | 10.087 | 10.0806 | 10.0742
| 20FP | Water Delivered Unmeasured Non Household | Calculated BL+Preferred options | Ml/d | 2 | 0.20812 | 0.20354 | 0.20075 | 0.19774 | 0.19455 | 0.19121 | 0.18778 | 0.18426 | 0.1807 | 0.17709 | 0.17347 | 0.16985 | 0.16623 | 0.16263 | 0.15906 | 0.15552 | 0.15201 | 0.14854 | 0.14513 | 0.14176 | 0.13844 | 0.13518 | 0.13197 | 0.12882 | 0.12573 | 0.1227 | 0.11972 | 0.11681 | 0.11396 | 0.11117 | 0.10844 | 0.10577 | 0.10316 | 0.10061
| 21FP | Water Delivered Measured Household | Calculated BL+Preferred options | Ml/d | 2 | 6.9743 | 7.8211 | 8.1025 | 8.3842 | 8.6107 | 8.7741 | 8.988 | 9.1314 | 9.332 | 9.5974 | 9.7911 | 10.0507 | 10.2304 | 10.3957 | 10.47 | 10.5285 | 10.5724 | 10.602 | 10.619 | 10.6252 | 10.6219 | 10.6094 | 10.588 | 10.5581 | 10.5202 | 10.4744 | 10.4209 | 10.3599 | 10.2917 | 10.2153 | 10.1314 | 10.0406 | 9.9438 | 9.841
| 22FP | Water Delivered Unmeasured Household | Calculated BL+Preferred options | Ml/d | 2 | 12.001 | 11.5836 | 11.3365 | 11.0932 | 10.7836 | 10.4137 | 10.119 | 9.767 | 9.4873 | 9.2756 | 9.008 | 8.7999 | 8.5376 | 8.2814 | 7.9792 | 7.684 | 7.3969 | 7.1184 | 6.8482 | 6.5863 | 6.3323 | 6.0861 | 5.8473 | 5.6162 | 5.3921 | 5.1753 | 4.9655 | 4.7625 | 4.5661 | 4.3762 | 4.1928 | 4.0154 | 3.844 | 3.6786
| 23FP | Measured Non Household - Consumption | 19FP-34FP | Ml/d | 2 | 10.134 | 9.8688 | 9.8554 | 9.9147 | 9.9722 | 9.9964 | 10.1572 | 10.1626 | 10.1527 | 10.1431 | 10.1338 | 10.1244 | 10.1153 | 10.1062 | 10.0973 | 10.0884 | 10.0796 | 10.0708 | 10.062 | 10.0542 | 10.0464 | 10.0386 | 10.0308 | 10.0231 | 10.0154 | 10.0077 | 10.0001 | 9.9924 | 9.9848 | 9.9781 | 9.9715 | 9.9649 | 9.9582 | 9.9516
| 24FP | Unmeasured Non Household - Consumption | 20FP-35FP | Ml/d | 2 | 0.19725 | 0.19333 | 0.19087 | 0.18816 | 0.18526 | 0.18222 | 0.17906 | 0.17582 | 0.17251 | 0.16916 | 0.16579 | 0.1624 | 0.15902 | 0.15564 | 0.15229 | 0.14895 | 0.14565 | 0.14238 | 0.13915 | 0.13597 | 0.13283 | 0.12974 | 0.1267 | 0.12372 | 0.12079 | 0.11791 | 0.11508 | 0.11232 | 0.10961 | 0.10695 | 0.10435 | 0.10181 | 0.099324 | 0.096893
| 25FP | Measured Household - Consumption | 21FP-36FP | Ml/d | 2 | 6.3063 | 7.1136 | 7.3751 | 7.6369 | 7.8432 | 7.9863 | 8.18 | 8.3037 | 8.4845 | 8.7299 | 8.9038 | 9.1438 | 9.3045 | 9.4516 | 9.5082 | 9.5496 | 9.5768 | 9.5906 | 9.5922 | 9.5834 | 9.5653 | 9.5383 | 9.5026 | 9.4586 | 9.4069 | 9.3475 | 9.2806 | 9.2065 | 9.1252 | 9.0362 | 8.94 | 8.8372 | 8.7284 | 8.6139
| 26FP | Unmeasured Household - Consumption | 22FP-37FP | Ml/d | 2 | 11.1835 | 10.8088 | 10.5822 | 10.3589 | 10.0688 | 9.7178 | 9.4415 | 9.1074 | 8.8452 | 8.6506 | 8.3995 | 8.2075 | 7.961 | 7.72 | 7.4327 | 7.152 | 6.879 | 6.6142 | 6.3574 | 6.1085 | 5.8671 | 5.6332 | 5.4065 | 5.187 | 4.9743 | 4.7686 | 4.5695 | 4.377 | 4.1909 | 4.0109 | 3.8372 | 3.6692 | 3.507 | 3.3504
| 27 - | Percentage of consumption driven by climate change | n/a in FP | - | 1 | - | - | - | - | bar: 2020-21 to 2049-50
| 28 - | Volume of consumption driven by climate change | n/a in FP | - | 1 |  | - | - | - | bar: 2020-21 to 2049-50
PCC and consumption by component | 29FP | Measured Household - PCC | (25FP*1,000,000)/(51FP*1,000) | l/h/d | 1 | 113 | 120 | 120 | 121 | 121 | 120 | 120 | 119 | 118 | 119 | 119 | 119 | 119 | 119 | 117 | 116 | 115 | 113 | 112 | 110 | 109 | 107 | 105 | 104 | 102 | 100 | 99 | 97 | 95 | 94 | 92 | 90 | 88 | 86
| 29.1FP | Measured toilet flushing | Input brief explanation here | l/h/d | 1 | 25.919 | 27.425 | 27.5957 | 27.763 | 27.7277 | 27.4857 | 27.4385 | 27.1763 | 27.1068 | 27.2453 | 27.177 | 27.3306 | 27.274 | 27.2025 | 26.8966 | 26.5849 | 26.2638 | 25.9287 | 25.5836 | 25.2317 | 24.8753 | 24.5134 | 24.1468 | 23.7752 | 23.3991 | 23.0187 | 22.6338 | 22.2446 | 21.8509 | 21.4531 | 21.046 | 20.6372 | 20.2256 | 19.8109
| 29.2FP | Measured personal washing | Input brief explanation here | l/h/d | 1 | 47.2755 | 50.0224 | 50.3336 | 50.6387 | 50.5743 | 50.133 | 50.047 | 49.5687 | 49.442 | 49.6945 | 49.57 | 49.8501 | 49.7468 | 49.6165 | 49.0585 | 48.4899 | 47.9043 | 47.2931 | 46.6637 | 46.0218 | 45.3717 | 44.7117 | 44.043 | 43.3652 | 42.6791 | 41.9853 | 41.2833 | 40.5734 | 39.8553 | 39.1297 | 38.3872 | 37.6416 | 36.8907 | 36.1345
| 29.3FP | Measured clothes washing | Input brief explanation here | l/h/d | 1 | 13.9299 | 14.7393 | 14.831 | 14.9209 | 14.9019 | 14.7719 | 14.7465 | 14.6056 | 14.5682 | 14.6427 | 14.606 | 14.6885 | 14.6581 | 14.6197 | 14.4553 | 14.2877 | 14.1152 | 13.9351 | 13.7496 | 13.5605 | 13.3689 | 13.1745 | 12.9774 | 12.7777 | 12.5755 | 12.3711 | 12.1643 | 11.9551 | 11.7435 | 11.5297 | 11.3109 | 11.0912 | 10.87 | 10.6471
| 29.4FP | Measured dish washing | Input brief explanation here | l/h/d | 1 | 10.9484 | 11.5845 | 11.6566 | 11.7273 | 11.7124 | 11.6102 | 11.5902 | 11.4795 | 11.4501 | 11.5086 | 11.4798 | 11.5447 | 11.5207 | 11.4906 | 11.3613 | 11.2296 | 11.094 | 10.9525 | 10.8067 | 10.6581 | 10.5075 | 10.3547 | 10.1998 | 10.0428 | 9.8839 | 9.7232 | 9.5607 | 9.3963 | 9.23 | 9.0619 | 8.89 | 8.7173 | 8.5434 | 8.3683
| 29.5FP | Measured miscellaneous internal use | Input brief explanation here | l/h/d | 1 | 13.6744 | 14.4689 | 14.5589 | 14.6472 | 14.6286 | 14.5009 | 14.476 | 14.3377 | 14.301 | 14.3741 | 14.3381 | 14.4191 | 14.3892 | 14.3515 | 14.1901 | 14.0257 | 13.8563 | 13.6795 | 13.4974 | 13.3118 | 13.1237 | 12.9328 | 12.7394 | 12.5433 | 12.3449 | 12.1442 | 11.9412 | 11.7358 | 11.5281 | 11.3182 | 11.1035 | 10.8878 | 10.6706 | 10.4519
| 29.6FP | Measured external use | Input brief explanation here | l/h/d | 1 | 1.4023 | 1.4838 | 1.493 | 1.502 | 1.5001 | 1.487 | 1.4845 | 1.4703 | 1.4665 | 1.474 | 1.4703 | 1.4787 | 1.4756 | 1.4717 | 1.4552 | 1.4383 | 1.4209 | 1.4028 | 1.3841 | 1.3651 | 1.3458 | 1.3262 | 1.3064 | 1.2863 | 1.2659 | 1.2454 | 1.2245 | 1.2035 | 1.1822 | 1.1607 | 1.1386 | 1.1165 | 1.0943 | 1.0718
| 30FP | Unmeasured Household - PCC | (26FP*1,000,000)/(52FP*1,000) | l/h/d | 1 | 157 | 159 | 159 | 159 | 158 | 156 | 155 | 153 | 152 | 152 | 150 | 150 | 149 | 148 | 146 | 143 | 141 | 138 | 136 | 134 | 131 | 129 | 126 | 124 | 122 | 119 | 117 | 114 | 112 | 110 | 107 | 105 | 102 | 100
| 30.1FP | Unmeasured toilet flushing | Input brief explanation here | l/h/d | 1 | 33.1977 | 33.585 | 33.6116 | 33.6338 | 33.4215 | 32.9807 | 32.7625 | 32.3117 | 32.081 | 32.0764 | 31.844 | 31.8169 | 31.5595 | 31.2951 | 30.8094 | 30.3174 | 29.8206 | 29.3193 | 28.8145 | 28.3086 | 27.8008 | 27.2914 | 26.7803 | 26.2684 | 25.7548 | 25.2407 | 24.7265 | 24.2123 | 23.6981 | 23.1845 | 22.6705 | 22.1575 | 21.6455 | 21.1346
| 30.2FP | Unmeasured personal washing | Input brief explanation here | l/h/d | 1 | 68.571 | 69.371 | 69.4259 | 69.4717 | 69.0333 | 68.1228 | 67.672 | 66.7408 | 66.2643 | 66.2549 | 65.7748 | 65.7189 | 65.1872 | 64.641 | 63.6378 | 62.6216 | 61.5955 | 60.5601 | 59.5174 | 58.4724 | 57.4234 | 56.3712 | 55.3156 | 54.2583 | 53.1974 | 52.1354 | 51.0735 | 50.0113 | 48.9491 | 47.8883 | 46.8266 | 45.7672 | 44.7096 | 43.6542
| 30.3FP | Unmeasured clothes washing | Input brief explanation here | l/h/d | 1 | 18.7766 | 18.9956 | 19.0107 | 19.0232 | 18.9032 | 18.6539 | 18.5304 | 18.2754 | 18.145 | 18.1424 | 18.0109 | 17.9956 | 17.85 | 17.7005 | 17.4257 | 17.1475 | 16.8665 | 16.583 | 16.2975 | 16.0113 | 15.7241 | 15.436 | 15.1469 | 14.8574 | 14.5669 | 14.2761 | 13.9853 | 13.6944 | 13.4036 | 13.1131 | 12.8224 | 12.5323 | 12.2427 | 11.9537
| 30.4FP | Unmeasured dish washing | Input brief explanation here | l/h/d | 1 | 15.0364 | 15.2119 | 15.2239 | 15.234 | 15.1378 | 14.9382 | 14.8393 | 14.6351 | 14.5306 | 14.5285 | 14.4233 | 14.411 | 14.2944 | 14.1747 | 13.9547 | 13.7318 | 13.5068 | 13.2798 | 13.0511 | 12.822 | 12.592 | 12.3612 | 12.1298 | 11.8979 | 11.6653 | 11.4324 | 11.1995 | 10.9666 | 10.7337 | 10.5011 | 10.2683 | 10.0359 | 9.804 | 9.5726
| 30.5FP | Unmeasured miscellaneous internal use | Input brief explanation here | l/h/d | 1 | 19.751 | 19.9814 | 19.9972 | 20.0104 | 19.8842 | 19.6219 | 19.492 | 19.2238 | 19.0866 | 19.0839 | 18.9456 | 18.9295 | 18.7763 | 18.619 | 18.33 | 18.0374 | 17.7418 | 17.4436 | 17.1432 | 16.8422 | 16.5401 | 16.237 | 15.9329 | 15.6284 | 15.3228 | 15.0169 | 14.7111 | 14.4051 | 14.0992 | 13.7936 | 13.4878 | 13.1826 | 12.878 | 12.574
| 30.6FP | Unmeasured external use | Input brief explanation here | l/h/d | 1 | 1.4654 | 1.4825 | 1.4837 | 1.4847 | 1.4753 | 1.4558 | 1.4462 | 1.4263 | 1.4161 | 1.4159 | 1.4057 | 1.4045 | 1.3931 | 1.3814 | 1.36 | 1.3383 | 1.3163 | 1.2942 | 1.2719 | 1.2496 | 1.2272 | 1.2047 | 1.1821 | 1.1595 | 1.1369 | 1.1142 | 1.0915 | 1.0688 | 1.0461 | 1.0234 | 1.0007 | 0.97808 | 0.95548 | 0.93292
| 31FP | Average Household - PCC | ((25FP+26FP)*1,000,000))/(51FP+52FP*1,000) | l/h/d | 1 | 137.6515 | 140.5059 | 140.4249 | 140.3511 | 139.3054 | 137.3017 | 136.279 | 134.2743 | 133.2294 | 133.1869 | 132.1929 | 132.1963 | 131.2421 | 130.2662 | 128.2859 | 126.3067 | 124.3191 | 122.3081 | 120.2846 | 118.2598 | 116.2374 | 114.2144 | 112.1914 | 110.168 | 108.1434 | 106.1193 | 104.0951 | 102.0697 | 100.0426 | 98.0149 | 95.9674 | 93.9261 | 91.8859 | 89.8462
| 32FP | Water Taken Unbilled | Calculated BL+Preferred options | Ml/d | 1 | 0.48883 | 0.49203 | 0.49428 | 0.49669 | 0.49938 | 0.50224 | 0.50514 | 0.50804 | 0.51104 | 0.51427 | 0.51754 | 0.52081 | 0.52403 | 0.52703 | 0.52991 | 0.53273 | 0.53544 | 0.53798 | 0.5404 | 0.54277 | 0.54515 | 0.54752 | 0.54989 | 0.55226 | 0.55462 | 0.55698 | 0.55934 | 0.56169 | 0.56403 | 0.56633 | 0.56853 | 0.57073 | 0.57293 | 0.57513
| 33FP | Distribution System Operational Use | Calculated BL+Preferred options | Ml/d | 1 | 0.31973 | 0.32182 | 0.32329 | 0.32487 | 0.32663 | 0.3285 | 0.3304 | 0.3323 | 0.33425 | 0.33637 | 0.33851 | 0.34065 | 0.34275 | 0.34471 | 0.3466 | 0.34845 | 0.35022 | 0.35188 | 0.35346 | 0.35501 | 0.35657 | 0.35812 | 0.35967 | 0.36122 | 0.36276 | 0.36431 | 0.36585 | 0.36739 | 0.36892 | 0.37042 | 0.37186 | 0.3733 | 0.37474 | 0.37618
Leakage | 34FP | Measured Non Household - USPL | Calculated BL+Preferred options | Ml/d | 2 | 0.11322 | 0.11413 | 0.11455 | 0.11495 | 0.11534 | 0.11571 | 0.11606 | 0.11641 | 0.11673 | 0.11705 | 0.11736 | 0.11765 | 0.11794 | 0.11822 | 0.11849 | 0.11875 | 0.11901 | 0.11926 | 0.1195 | 0.11973 | 0.11996 | 0.12019 | 0.12041 | 0.12062 | 0.12083 | 0.12104 | 0.12124 | 0.12143 | 0.12162 | 0.12181 | 0.122 | 0.12218 | 0.12236 | 0.12253
| 35FP | Unmeasured Non Household - USPL | Calculated BL+Preferred options | Ml/d | 2 | 0.01087 | 0.010206 | 0.0098889 | 0.009582 | 0.0092845 | 0.0089963 | 0.0087171 | 0.0084465 | 0.0081843 | 0.0079303 | 0.0076841 | 0.0074456 | 0.0072145 | 0.0069905 | 0.0067735 | 0.0065633 | 0.0063596 | 0.0061621 | 0.0059709 | 0.0057855 | 0.0056059 | 0.0054319 | 0.0052633 | 0.0050999 | 0.0049416 | 0.0047882 | 0.0046396 | 0.0044956 | 0.0043561 | 0.0042208 | 0.0040898 | 0.0039629 | 0.0038399 | 0.0037207
| 36FP | Measured Household - USPL | Calculated BL+Preferred options | Ml/d | 2 | 0.66795 | 0.7075 | 0.72733 | 0.74723 | 0.76749 | 0.78783 | 0.80794 | 0.82774 | 0.84745 | 0.86748 | 0.8873 | 0.90682 | 0.92589 | 0.9441 | 0.96171 | 0.97891 | 0.99554 | 1.0115 | 1.0268 | 1.0418 | 1.0565 | 1.0711 | 1.0854 | 1.0994 | 1.1132 | 1.1269 | 1.1403 | 1.1535 | 1.1664 | 1.1791 | 1.1914 | 1.2034 | 1.2153 | 1.2271
| 37FP | Unmeasured Household - USPL | Calculated BL+Preferred options | Ml/d | 2 | 0.81756 | 0.77481 | 0.75428 | 0.7343 | 0.71484 | 0.6959 | 0.67747 | 0.65952 | 0.64204 | 0.62503 | 0.60847 | 0.59235 | 0.57665 | 0.56138 | 0.5465 | 0.53202 | 0.51793 | 0.5042 | 0.49084 | 0.47784 | 0.46518 | 0.45285 | 0.44086 | 0.42917 | 0.4178 | 0.40673 | 0.39596 | 0.38547 | 0.37525 | 0.36531 | 0.35563 | 0.34621 | 0.33704 | 0.32811
| 38FP | Void Properties - USPL | Calculated BL+Preferred options | Ml/d | 2 | 0.071655 | 0.068308 | 0.068561 | 0.068829 | 0.069127 | 0.069442 | 0.069761 | 0.070079 | 0.070408 | 0.070761 | 0.071119 | 0.071476 | 0.071827 | 0.072153 | 0.072466 | 0.072773 | 0.073067 | 0.073342 | 0.073605 | 0.073861 | 0.074118 | 0.074375 | 0.074631 | 0.074888 | 0.075143 | 0.075398 | 0.075653 | 0.075907 | 0.07616 | 0.076409 | 0.076647 | 0.076885 | 0.077123 | 0.077361
| 39FP | Distribution Losses | Calculated BL+Preferred options | Ml/d | 2 | 2.6595 | 3.1867 | 3.187 | 3.1752 | 2.9975 | 2.8192 | 2.6406 | 2.4619 | 2.2828 | 2.1683 | 2.0537 | 1.9389 | 1.8519 | 1.7653 | 1.6512 | 1.5372 | 1.4233 | 1.3098 | 1.1965 | 1.1387 | 1.0809 | 1.0229 | 0.96478 | 0.9066 | 0.84835 | 0.79 | 0.73156 | 0.67307 | 0.61451 | 0.55597 | 0.49763 | 0.43921 | 0.3807 | 0.32213
| 40FP | Total Leakage | Sum(34FP:39FP) | Ml/d | 2 | 4.3407 | 4.8616 | 4.8616 | 4.8501 | 4.6736 | 4.4971 | 4.3206 | 4.1441 | 3.9676 | 3.8566 | 3.7456 | 3.6346 | 3.5514 | 3.4682 | 3.3572 | 3.2462 | 3.1352 | 3.0242 | 2.9133 | 2.8578 | 2.8023 | 2.7468 | 2.6913 | 2.6358 | 2.5803 | 2.5248 | 2.4693 | 2.4138 | 2.3584 | 2.3029 | 2.2474 | 2.1919 | 2.1364 | 2.0809
| 41FP | Total Leakage | (40FP*1,000,000)/(48FP*1,000) | l/prop/d | 2 | 72.9512 | 82.341 | 81.961 | 81.3649 | 77.9757 | 74.5986 | 71.2539 | 67.9471 | 64.6663 | 62.4568 | 60.2703 | 58.1119 | 56.4281 | 54.7878 | 52.7432 | 50.7259 | 48.7408 | 46.7914 | 44.8701 | 43.8212 | 42.7815 | 41.751 | 40.7294 | 39.7169 | 38.7139 | 37.7194 | 36.7335 | 35.7566 | 34.7887 | 33.8309 | 32.8871 | 31.9506 | 31.0214 | 30.0994
Customer: Properties | 42FP | Measured Non Household - Properties | Input (total, excluding voids) | 000's | 2 | 5.1351 | 5.1763 | 5.1955 | 5.2137 | 5.2312 | 5.248 | 5.264 | 5.2795 | 5.2944 | 5.3088 | 5.3227 | 5.3362 | 5.3492 | 5.3618 | 5.3741 | 5.386 | 5.3976 | 5.4089 | 5.4198 | 5.4305 | 5.4409 | 5.4511 | 5.461 | 5.4708 | 5.4802 | 5.4895 | 5.4986 | 5.5075 | 5.5162 | 5.5248 | 5.5331 | 5.5413 | 5.5494 | 5.5573
| 43FP | Unmeasured Non Household - Properties | Input (total, excluding voids) | 000's | 2 | 0.31635 | 0.29701 | 0.28779 | 0.27886 | 0.27021 | 0.26182 | 0.25369 | 0.24582 | 0.23819 | 0.23079 | 0.22363 | 0.21669 | 0.20996 | 0.20344 | 0.19713 | 0.19101 | 0.18508 | 0.17934 | 0.17377 | 0.16837 | 0.16315 | 0.15808 | 0.15318 | 0.14842 | 0.14382 | 0.13935 | 0.13503 | 0.13083 | 0.12677 | 0.12284 | 0.11902 | 0.11533 | 0.11175 | 0.10828
| 44FP | All void non-households - properties | Input (voids in each year) | 000's | 2 | 0.43293 | 0.43511 | 0.43611 | 0.43705 | 0.43795 | 0.4388 | 0.43962 | 0.4404 | 0.44115 | 0.44187 | 0.44257 | 0.44324 | 0.4439 | 0.44453 | 0.44514 | 0.44574 | 0.44632 | 0.44689 | 0.44745 | 0.44799 | 0.44852 | 0.44904 | 0.44955 | 0.45005 | 0.45054 | 0.45103 | 0.4515 | 0.45197 | 0.45243 | 0.45289 | 0.45334 | 0.45378 | 0.45422 | 0.45465
| 45FP | Measured Household - Properties (excl voids) | Pre-plan year = input. Forecast years = Previous year 45FP + sum(45.1FP:45.6FP) | 000's | 2 | 28.1984 | 29.0582 | 29.9169 | 30.7796 | 31.6603 | 32.5458 | 33.4224 | 34.2856 | 35.1465 | 36.0222 | 36.89 | 37.745 | 38.5807 | 39.3786 | 40.15 | 40.9039 | 41.6329 | 42.3302 | 43.0035 | 43.6603 | 44.3071 | 44.9441 | 45.5716 | 46.1895 | 46.7972 | 47.3962 | 47.9864 | 48.567 | 49.1382 | 49.6973 | 50.2363 | 50.7678 | 51.2919 | 51.809
| 45.1FP | New properties | Input (new builds in each year) | 000's | 2 | 0.2717 | 0.24184 | 0.25715 | 0.27702 | 0.31058 | 0.33053 | 0.33624 | 0.33722 | 0.34881 | 0.37723 | 0.38252 | 0.38259 | 0.3757 | 0.35026 | 0.33552 | 0.3296 | 0.31588 | 0.2952 | 0.28177 | 0.27574 | 0.27578 | 0.27583 | 0.2759 | 0.27558 | 0.27451 | 0.27457 | 0.27436 | 0.27322 | 0.27191 | 0.2677 | 0.25537 | 0.25538 | 0.25538 | 0.25537
| 45.2FP | Meter optants - properties | Input (meter optants in each year) | 000's | 2 | 0.50975 | 0.59407 | 0.57833 | 0.56301 | 0.54809 | 0.53357 | 0.51943 | 0.50567 | 0.49227 | 0.47923 | 0.46653 | 0.45417 | 0.44214 | 0.43042 | 0.41902 | 0.40791 | 0.39711 | 0.38659 | 0.37634 | 0.36637 | 0.35666 | 0.34721 | 0.33802 | 0.32906 | 0.32034 | 0.31185 | 0.30359 | 0.29555 | 0.28772 | 0.28009 | 0.27267 | 0.26545 | 0.25841 | 0.25157
| 45.3FP | Compulsory metering - properties | Input (compulsory meters in each year) | 000's | 2 | 0 | 0 | 0 | 0 | 0 | 0 | 0 | 0 | 0 | 0 | 0 | 0 | 0 | 0 | 0 | 0 | 0 | 0 | 0 | 0 | 0 | 0 | 0 | 0 | 0 | 0 | 0 | 0 | 0 | 0 | 0 | 0 | 0 | 0
| 45.4FP | Metering on change of occupancy - properties | Input (change of occupancy meters in each year) | 000's | 2 | 0 | 0 | 0 | 0 | 0 | 0 | 0 | 0 | 0 | 0 | 0 | 0 | 0 | 0 | 0 | 0 | 0 | 0 | 0 | 0 | 0 | 0 | 0 | 0 | 0 | 0 | 0 | 0 | 0 | 0 | 0 | 0 | 0 | 0
| 45.5FP | Selective metering properties | Input (selective meters in each year) | 000's | 2 | 0 | 0 | 0 | 0 | 0 | 0 | 0 | 0 | 0 | 0 | 0 | 0 | 0 | 0 | 0 | 0 | 0 | 0 | 0 | 0 | 0 | 0 | 0 | 0 | 0 | 0 | 0 | 0 | 0 | 0 | 0 | 0 | 0 | 0
| 45.6FP | Other changes to existing metering - properties | Input (other changes to meters in each year) | 000's | 2 | 0.026299 | 0.02389 | 0.023257 | 0.02264 | 0.022041 | 0.021457 | 0.020888 | 0.020335 | 0.019796 | 0.019271 | 0.018761 | 0.018264 | 0.01778 | 0.017309 | 0.01685 | 0.016404 | 0.015969 | 0.015546 | 0.015134 | 0.014733 | 0.014343 | 0.013963 | 0.013593 | 0.013233 | 0.012882 | 0.012541 | 0.012208 | 0.011885 | 0.01157 | 0.011263 | 0.010965 | 0.010675 | 0.010392 | 0.010116
| 45.7FP | Measured void households - properties | Input (voids in each year) | 000's | 2 | 0.75154 | 0.769 | 0.79061 | 0.81228 | 0.83435 | 0.85652 | 0.87844 | 0.90001 | 0.92151 | 0.94333 | 0.96495 | 0.98623 | 1.007 | 1.0269 | 1.0461 | 1.0648 | 1.083 | 1.1003 | 1.1171 | 1.1334 | 1.1495 | 1.1653 | 1.1809 | 1.1962 | 1.2113 | 1.2262 | 1.2408 | 1.2552 | 1.2694 | 1.2832 | 1.2965 | 1.3097 | 1.3227 | 1.3355
| 46FP | Unmeasured households - properties (excl void) | Input (total) | 000's | 2 | 23.9581 | 22.7054 | 22.1038 | 21.5181 | 20.948 | 20.393 | 19.8527 | 19.3267 | 18.8146 | 18.3161 | 17.8308 | 17.3584 | 16.8985 | 16.4507 | 16.0149 | 15.5906 | 15.1775 | 14.7753 | 14.3839 | 14.0028 | 13.6318 | 13.2706 | 12.919 | 12.5767 | 12.2435 | 11.9191 | 11.6033 | 11.2958 | 10.9965 | 10.7052 | 10.4216 | 10.1454 | 9.8766 | 9.6149
| 47FP | Unmeasured void households - properties | Input (voids in each year) | 000's | 2 | 0.7095 | 0.6014 | 0.58546 | 0.56995 | 0.55485 | 0.54015 | 0.52584 | 0.5119 | 0.49834 | 0.48514 | 0.47228 | 0.45977 | 0.44759 | 0.43573 | 0.42419 | 0.41295 | 0.40201 | 0.39135 | 0.38098 | 0.37089 | 0.36106 | 0.3515 | 0.34218 | 0.33312 | 0.32429 | 0.3157 | 0.30734 | 0.29919 | 0.29126 | 0.28355 | 0.27604 | 0.26872 | 0.2616 | 0.25467
| 48FP | Total Resource Zone Properties (incl voids) | SUM(42FP:45FP)+45.7FP+46FP+47FP | 000's | 2 | 59.5019 | 59.0424 | 59.3161 | 59.6096 | 59.9368 | 60.2841 | 60.6367 | 60.9899 | 61.3547 | 61.7483 | 62.147 | 62.5455 | 62.9368 | 63.3018 | 63.6515 | 63.995 | 64.3243 | 64.6323 | 64.9264 | 65.2143 | 65.502 | 65.7898 | 66.0775 | 66.3648 | 66.6509 | 66.937 | 67.2229 | 67.5075 | 67.7908 | 68.0697 | 68.3359 | 68.6021 | 68.8682 | 69.1343
Customer: Population | 49FP | Measured Non Household - Population | Input (total) | 000's | 2 | 7.2002 | 7.2164 | 7.2298 | 7.245 | 7.2569 | 7.2802 | 7.3044 | 7.333 | 7.3601 | 7.3834 | 7.4184 | 7.4606 | 7.5098 | 7.5552 | 7.599 | 7.6553 | 7.7091 | 7.7579 | 7.7965 | 7.8316 | 7.8661 | 7.9025 | 7.9363 | 7.9645 | 7.9913 | 8.0183 | 8.0454 | 8.0726 | 8.0999 | 8.127 | 8.1536 | 8.1807 | 8.2078 | 8.235
| 50FP | Unmeasured Non Household - Population | Input (total) | 000's | 2 | 0 | 0 | 0 | 0 | 0 | 0 | 0 | 0 | 0 | 0 | 0 | 0 | 0 | 0 | 0 | 0 | 0 | 0 | 0 | 0 | 0 | 0 | 0 | 0 | 0 | 0 | 0 | 0 | 0 | 0 | 0 | 0 | 0 | 0
| 51FP | Measured Household - Population | Input (total) | 000's | 2 | 55.7344 | 59.4166 | 61.2204 | 63.0114 | 64.7961 | 66.5587 | 68.2906 | 69.9918 | 71.6991 | 73.3984 | 75.0479 | 76.6383 | 78.1466 | 79.5908 | 80.9785 | 82.284 | 83.5276 | 84.7287 | 85.8861 | 87.004 | 88.0844 | 89.1323 | 90.1466 | 91.132 | 92.0907 | 93.0217 | 93.926 | 94.8058 | 95.6626 | 96.4857 | 97.3051 | 98.091 | 98.8559 | 99.601
| 52FP | Unmeasured Household - Population | Input (total) | 000's | 2 | 71.3241 | 68.1397 | 66.6586 | 65.2086 | 63.7848 | 62.3841 | 61.0144 | 59.6767 | 58.3752 | 57.0989 | 55.8461 | 54.6162 | 53.4075 | 52.2288 | 51.0774 | 49.9459 | 48.84 | 47.7631 | 46.7124 | 45.6859 | 44.6823 | 43.7017 | 42.7432 | 41.807 | 40.8926 | 39.9994 | 39.1268 | 38.2745 | 37.442 | 36.6282 | 35.8357 | 35.0604 | 34.3033 | 33.5642
| 53FP | Total Resource Zone Population | 49FP+Sum(50FP:52FP) | 000's | 2 | 134.2587 | 134.7727 | 135.1087 | 135.465 | 135.8379 | 136.223 | 136.6094 | 137.0014 | 137.4344 | 137.8808 | 138.3123 | 138.715 | 139.0639 | 139.3748 | 139.6549 | 139.8853 | 140.0766 | 140.2497 | 140.3949 | 140.5215 | 140.6327 | 140.7364 | 140.8262 | 140.9035 | 140.9746 | 141.0394 | 141.0982 | 141.1529 | 141.2046 | 141.2409 | 141.2944 | 141.332 | 141.367 | 141.4003
Occupancy | 54FP | Measured Household - Occupancy Rate (average) (excl voids) | 51FP/45FP | h/prop | 1 | 1.9765 | 2.0447 | 2.0463 | 2.0472 | 2.0466 | 2.0451 | 2.0433 | 2.0414 | 2.04 | 2.0376 | 2.0344 | 2.0304 | 2.0255 | 2.0212 | 2.0169 | 2.0116 | 2.0063 | 2.0016 | 1.9972 | 1.9927 | 1.988 | 1.9832 | 1.9781 | 1.973 | 1.9679 | 1.9626 | 1.9573 | 1.9521 | 1.9468 | 1.9415 | 1.9369 | 1.9322 | 1.9273 | 1.9225
| 55FP | Unmeasured Household - Occupancy Rate | 52BL/46BL | h/prop | 1 | 2.977 | 3.001 | 3.0157 | 3.0304 | 3.0449 | 3.0591 | 3.0734 | 3.0878 | 3.1027 | 3.1174 | 3.132 | 3.1464 | 3.1605 | 3.1749 | 3.1894 | 3.2036 | 3.2179 | 3.2326 | 3.2476 | 3.2626 | 3.2778 | 3.2931 | 3.3086 | 3.3242 | 3.34 | 3.3559 | 3.3721 | 3.3884 | 3.4049 | 3.4215 | 3.4386 | 3.4558 | 3.4732 | 3.4908
Metering | 56FP | Total Household Metering penetration (excl. voids) | 45FP/45FP+46FP | % | 0 | 54.06% | 56.14% | 57.51% | 58.85% | 60.18% | 61.48% | 62.74% | 63.95% | 65.13% | 66.29% | 67.41% | 68.5% | 69.54% | 70.53% | 71.49% | 72.4% | 73.28% | 74.13% | 74.94% | 75.72% | 76.47% | 77.2% | 77.91% | 78.6% | 79.26% | 79.91% | 80.53% | 81.13% | 81.71% | 82.28% | 82.82% | 83.34% | 83.85% | 84.35%
| 57FP | Total Household Metering penetration (incl. voids) | 45FP/(45FP+45.7FP+46FP+47FP) | % | 0 | 52.59% | 54.69% | 56.03% | 57.34% | 58.63% | 59.9% | 61.12% | 62.31% | 63.46% | 64.59% | 65.69% | 66.75% | 67.76% | 68.73% | 69.66% | 70.56% | 71.42% | 72.24% | 73.03% | 73.79% | 74.53% | 75.24% | 75.94% | 76.61% | 77.25% | 77.88% | 78.49% | 79.08% | 79.65% | 80.2% | 80.73% | 81.24% | 81.74% | 82.22%
|  | Company: | Dŵr Cymru Welsh Water
|  | Resource Zone Name: | Hereford
|  | Resource Zone Number: | 8103
|  | Planning Scenario Name: | Dry Year Annual Average
|  | Chosen Level of Service: | 1 in 20

## 9. FP SDB
Table 9: Final planning water supply
| Row Ref | Component | Derivation | Unit | Decimal places | 2015-16 | For info 2017-18 | For info 2018-19 | For info 2019-20 | 2020-21 | 2021-22 | 2022-23 | 2023-24 | 2024-25 | 2025-26 | 2026-27 | 2027-28 | 2028-29 | 2029-30 | 2030-31 | 2031-32 | 2032-33 | 2033-34 | 2034-35 | 2035-36 | 2036-37 | 2037-38 | 2038-39 | 2039-40 | 2040-41 | 2041-42 | 2042-43 | 2043-44 | 2044-45 | 2045-46 | 2046-47 | 2047-48 | 2048-49 | 2049-50
SDB | 11FP | Distribution Input | 19FP+20FP+21FP+22FP+32FP+33FP+38FP+39FP | Ml/d | 2 | 32.9703 | 33.66 | 33.6828 | 33.7704 | 33.5691 | 33.2105 | 33.1139 | 32.7339 | 32.4678 | 32.4001 | 32.2045 | 32.1343 | 31.9579 | 31.7734 | 31.4241 | 31.0663 | 30.7019 | 30.3321 | 29.9579 | 29.6376 | 29.3156 | 28.9923 | 28.6675 | 28.3417 | 28.0152 | 27.6879 | 27.3598 | 27.0311 | 26.7019 | 26.3719 | 26.0408 | 25.709 | 25.3771 | 25.0451
| 12FP | Water Available For Use (own sources) | 7FP-(9FP+10FP) | Ml/d | 2 | 44.5935 | 44.0735 | 44.0735 | 44.0735 | 44.0735 | 44.0735 | 44.0735 | 44.0735 | 44.0735 | 44.0735 | 44.0735 | 44.0735 | 44.0735 | 44.0735 | 44.0735 | 44.0735 | 44.0735 | 44.0735 | 44.0735 | 44.0735 | 44.0735 | 44.0735 | 44.0735 | 44.0735 | 44.0735 | 44.0735 | 44.0735 | 44.0735 | 44.0735 | 44.0735 | 44.0735 | 44.0735 | 44.0735 | 44.0735
| 13FP | Total Water Available For Use | 12FP+(2FP+3FP)-(5FP+6FP) | Ml/d | 2 | 44.3744 | 43.8733 | 43.8657 | 43.8522 | 43.8861 | 43.9356 | 43.9859 | 44.0432 | 44.0735 | 44.0735 | 44.0735 | 44.0735 | 44.0735 | 44.0735 | 44.0735 | 44.0735 | 44.0735 | 44.0735 | 44.0735 | 44.0735 | 44.0735 | 44.0735 | 44.0735 | 44.0735 | 44.0735 | 44.0735 | 44.0735 | 44.0735 | 44.0735 | 44.0735 | 44.0735 | 44.0735 | 44.0735 | 44.0735
| 14FP | Target headroom (climate change component) | Input | Ml/d | 2 | 0.0059066 | 0.012381 | 0.018609 | 0.025034 | 0.031394 | 0.037265 | 0.043839 | 0.04964 | 0.055816 | 0.049463 | 0.054511 | 0.059934 | 0.06477 | 0.013363 | 0.060468 | 0.062485 | 0.066378 | 0.068959 | 0.072511 | 0.060882 | 0.062924 | 0.065394 | 0.068559 | 0.071305 | 0.058788 | 0.060064 | 0.062633 | 0.062843 | 0.064205 | 0.066069 | 0.065958 | 0.067537 | 0.068877 | 0.013333
| 15FP | Target headroom (All other components) | Input | Ml/d | 2 | 1.954 | 1.963 | 1.9898 | 2.0277 | 2.0502 | 2.0766 | 2.0984 | 2.1316 | 2.1301 | 1.1335 | 1.7426 | 1.7577 | 1.7885 | 1.7134 | 1.5399 | 1.6345 | 1.7621 | 1.8799 | 1.9975 | 1.8305 | 1.9755 | 2.0911 | 2.2348 | 2.3358 | 2.1916 | 2.3224 | 2.466 | 2.5877 | 2.7125 | 2.8558 | 2.9823 | 3.1102 | 3.2336 | 3.3213
| 16FP | Target Headroom | 14FP+15FP | Ml/d | 2 | 1.9599 | 1.9754 | 2.0084 | 2.0527 | 2.0816 | 2.1139 | 2.1423 | 2.1813 | 2.186 | 1.183 | 1.7971 | 1.8176 | 1.8533 | 1.7267 | 1.6004 | 1.697 | 1.8284 | 1.9488 | 2.07 | 1.8914 | 2.0384 | 2.1565 | 2.3034 | 2.4071 | 2.2504 | 2.3825 | 2.5287 | 2.6505 | 2.7767 | 2.9219 | 3.0483 | 3.1778 | 3.3024 | 3.3346
| 17FP | Available Headroom | 13FP-11FP | Ml/d | 2 | 11.4041 | 10.2133 | 10.1828 | 10.0817 | 10.317 | 10.7251 | 10.872 | 11.3093 | 11.6057 | 11.6734 | 11.869 | 11.9392 | 12.1156 | 12.3001 | 12.6493 | 13.0072 | 13.3716 | 13.7414 | 14.1156 | 14.4359 | 14.7578 | 15.0812 | 15.406 | 15.7317 | 16.0583 | 16.3856 | 16.7137 | 17.0423 | 17.3716 | 17.7016 | 18.0327 | 18.3645 | 18.6964 | 19.0283
| 18FP | Supply Demand Balance | 17FP-16FP | Ml/d | 2 | 9.4442 | 8.2379 | 8.1744 | 8.029 | 8.2354 | 8.6112 | 8.7297 | 9.128 | 9.4197 | 10.4904 | 10.0719 | 10.1216 | 10.2623 | 10.5734 | 11.049 | 11.3103 | 11.5431 | 11.7926 | 12.0456 | 12.5445 | 12.7195 | 12.9247 | 13.1026 | 13.3247 | 13.8079 | 14.0031 | 14.185 | 14.3918 | 14.5949 | 14.7798 | 14.9844 | 15.1867 | 15.394 | 15.6937
|  | Company: | Dŵr Cymru Welsh Water
|  | Resource Zone Name: | Hereford
|  | Resource Zone Number: | 8103
|  | Planning Scenario Name: | Dry Year Annual Average
|  | Chosen Level of Service: | 1 in 20

## 10. Drought plan links
Table 10: Drought plan links and Deployable Output Overview
10.1 Planning scenarios |  |  |  |  | 10.2 Water resources management plan | [7 empty] | 10.3 Drought plan | [5 empty] | 10.4 Demand
Drought Scenarios | Drought Description | Drought Severity | Plan in which scenario is used (highlights overlaps) |  | WRMP DO of Sources (not including drought measures) | WRMP Additional Yield from Drought Supply Measures (eg drought permits or orders) |  |  | WRMP Impact on DO of drought plan Demand Restrictions (eg TUBs) |  |  | WRMP DO Levels of Service | Drought Plan Additional Yield from Further Supply Measures (eg drought permits or orders) |  |  | Drought Plan Impact on DO of Further Demand Restrictions (eg TUBs) |  |  | Unrestricted Demand | Restricted Demand
|  |  | WRMP | Drought Plan | DO (Ml/d) | Description | Marginal Benefit (Ml/d) | DO (Ml/d) | Description | Marginal Benefit (Ml/d) | DO (Ml/d) | DO (Ml/d) | Description | Marginal Benefit (Ml/d) | DO (Ml/d) | Description | Marginal Benefit (Ml/d) | DO (Ml/d) | Ml/d | Ml/d
Historic Droughts | 1976 | 1.25% in any given year | Y | Y | 45.91 | n/a | 0 | 45.91 | n/a | 0 | 45.91 | 45.91 | n/a | 0 | 45.91 | n/a | 0 | 45.91 | 45.91 | 45.91
| 0 | 0 | 0 | 0 | 0 | 0 | 0 | 0 | 0 | 0 | 0 | 0 | 0 | 0 | 0 | 0 | 0 | 0 | 0 | 0
Additional Drought Scenarios | 200 | Severe Drought | Y | n | 45.91 | n/a | 0 | 45.91 | n/a | 0 | 45.91 | 45.91 | n/a | 0 | 45.91 | n/a | 0 | 45.91 | 45.91 | 45.91
| 0 | 0 | 0 | 0 | 0 | 0 | 0 | 0 | 0 | 0 | 0 | 0 | 0 | 0 | 0 | 0 | 0 | 0 | 0 | 0
10.5 Summary report
WRMP DO Overview | [8 empty] | Drought Plan Overview
DO Approach - The ‘explicit levels of service’ (UKWIR, 2014) approach LoS: >1 in 43 for TUBs and NEUBs Constraint on DO: daily abstraction licence reached at Dunfield boreholes and Broomy Hill intake Critical Year(s): 1976 Data length, quality: 01/01/1973 – 31/12/2015 (43 years), confidence rating AC Approach to Drought Severity: worst historic in time series | [8 empty] | Please see Herefordshire zonal summary in Appendix 1 of our Drought Plan.
Additional Drought Scenarios | [8 empty] | Drought Supply Measures and Demand Restrictions Further Details
Tested to 1 in 200 as per OFWAT PR19 guidance. | [8 empty] | For droughts more severe than 1 in 200, we would look to our drought supply side mitigation measures as outlined in our drought plan. Our current Drought Plan is available on https://welshwater.com/en/My-Water/Water-Resources/Drought-Plan.aspx
0
Impact on Supply Demand | [8 empty] | 0
EVA analysis of river flows indicates that there is sufficient water available to meet our abstraction requirements under a 1 in 200 drought event, therefore we have assumed that the DO under this scenario is the same as the worst historic. | [8 empty] | 0
0
Demands | [8 empty] | 0
Demand reductions have not been triggered in the baseline DO model run. | [8 empty] | 0
0 | [8 empty] | 0
#REF! | [8 empty] | #REF!
#REF! | [8 empty] | #REF!